{"text_format":"3","workbook":"xlsx","n_sheets":1,"sheets":["施甸分公司二季度"],"not_rendered":{"defined_names":1,"comments":1},"read":"whole","date_system":"1900"}

{"sheet":"施甸分公司二季度","index":0,"n_rows":1539,"n_cols":9,"rows_kept":1539,"merged":[[0,0,0,8]]}
["保山电力施甸分公司2024年二季度配电网接入能力公示表"]
["序号","设备名称（准确、完整描述配变名称）","电压等级(kV)","季度平均负载率（%）","最大负载率（%）","负载情况（轻载、重载、过载）","可开放容量(kVA)","是否接入受限（是/否）","覆盖区域（以“县区-乡镇或街道办-村委会或社区-村或小区”的地址层级进行公示）"]
["1","菖蒲塘1#台区","10kV",6.46,26.91,"轻载",{"v":210.465,"d":"210.47"},"否","甸阳镇菖蒲塘行政村"]
["2","菖蒲塘2#台区","10kV",14.75,54.77,"轻载",{"v":241.68375,"d":"241.68"},"否","甸阳镇菖蒲塘行政村"]
["3","菖蒲塘移民安置房台区","10kV",4.01,16.59,"轻载",{"v":272.13165,"d":"272.13"},"否","甸阳镇菖蒲塘行政村"]
["4","陈家半台区","10kV",11.57,43.43,"轻载",{"v":79.587,"d":"79.59"},"否","甸阳镇菖蒲塘行政村"]
["5","出水处台区","10kV",3.57,30.44,"轻载",{"v":43.3935,"d":"43.39"},"否","甸阳镇菖蒲塘行政村"]
["6","陡坡台区","10kV",12.08,57.69,"轻载",{"v":39.564,"d":"39.56"},"否","甸阳镇菖蒲塘行政村"]
["7","黑水井台区","10kV",10.35,64.29,"轻载",{"v":129.096,"d":"129.10"},"否","甸阳镇菖蒲塘行政村"]
["8","黄皮树台区","10kV",7.3,33.47,"轻载",83.43,"否","甸阳镇菖蒲塘行政村"]
["9","上尖山1#台区","10kV",6,39.98,"轻载",{"v":42.3,"d":"42.30"},"否","甸阳镇菖蒲塘行政村"]
["10","上尖山2#台区","10kV",6.58,26.31,"轻载",{"v":84.078,"d":"84.08"},"否","甸阳镇菖蒲塘行政村"]
["11","丫口子台区","10kV",7.29,68.31,"轻载",{"v":41.7195,"d":"41.72"},"否","甸阳镇菖蒲塘行政村"]
["12","小田坝台区","10kV",9.56,35.12,"轻载",{"v":130.2336,"d":"130.23"},"否","甸阳镇大竹篷行政村"]
["13","大竹蓬大楼子台区","10kV",16.57,48.69,"轻载",{"v":75.087,"d":"75.09"},"否","甸阳镇大竹篷行政村"]
["14","大竹蓬1#台区","10kV",15.87,65.72,"轻载",{"v":121.1472,"d":"121.15"},"否","甸阳镇大竹篷行政村"]
["15","大竹蓬2#台区","10kV",6.12,23.34,"轻载",{"v":337.968,"d":"337.97"},"否","甸阳镇大竹篷行政村"]
["16","清平村台区","10kV",35.62,77.82,"经济运行",{"v":115.884,"d":"115.88"},"否","甸阳镇大竹篷行政村"]
["17","阿拉田台区","10kV",7.35,59.74,"轻载",{"v":83.385,"d":"83.39"},"否","甸阳镇甸头行政村"]
["18","甸头二、三社台区","10kV",11.61,31.04,"轻载",{"v":159.102,"d":"159.10"},"否","甸阳镇甸头行政村"]
["19","凤鸡寨烤炉群台区","10kV",8.74,43.35,"轻载",{"v":65.7072,"d":"65.71"},"否","甸阳镇甸头行政村"]
["20","凤鸡寨上寨台区","10kV",28.61,69.3,"轻载",{"v":64.251,"d":"64.25"},"否","甸阳镇甸头行政村"]
["21","凤鸡寨下寨1#台区","10kV",5.49,27.43,"轻载",{"v":106.32375,"d":"106.32"},"否","甸阳镇甸头行政村"]
["22","凤鸡寨下寨2#台区","10kV",7.09,27.02,"轻载",{"v":83.619,"d":"83.62"},"否","甸阳镇甸头行政村"]
["23","家松林台区","10kV",13.08,58.72,"轻载",{"v":62.5824,"d":"62.58"},"否","甸阳镇甸头行政村"]
["24","平坝台区","10kV",10.18,45.39,"轻载",{"v":64.6704,"d":"64.67"},"否","甸阳镇甸头行政村"]
["25","沙子坡台区","10kV",8.92,58.98,"轻载",{"v":40.986,"d":"40.99"},"否","甸阳镇甸头行政村"]
["26","上小坝1#台区","10kV",5.88,25.42,"轻载",{"v":84.708,"d":"84.71"},"否","甸阳镇甸头行政村"]
["27","上小坝2#台区","10kV",4.02,26.38,"轻载",{"v":69.1056,"d":"69.11"},"否","甸阳镇甸头行政村"]
["28","上小坝3#台区","10kV",3.92,59.81,"轻载",{"v":86.472,"d":"86.47"},"否","甸阳镇甸头行政村"]
["29","石头山烤炉群台区","10kV",13.2,35.2,"轻载",{"v":23.436,"d":"23.44"},"否","甸阳镇甸头行政村"]
["30","石头山台区","10kV",13.73,68.93,"轻载",{"v":155.286,"d":"155.29"},"否","甸阳镇甸头行政村"]
["31","水沟头台区","10kV",13.58,49.22,"轻载",{"v":97.2225,"d":"97.22"},"否","甸阳镇甸头行政村"]
["32","下小坝台区","10kV",13.51,50.99,"轻载",{"v":77.841,"d":"77.84"},"否","甸阳镇甸头行政村"]
["33","小大寨台区","10kV",8.82,43.36,"轻载",{"v":41.031,"d":"41.03"},"否","甸阳镇甸头行政村"]
["34","杨家庄台区","10kV",11.02,46.69,"轻载",{"v":100.1025,"d":"100.10"},"否","甸阳镇甸头行政村"]
["35","寨尾台区","10kV",11.51,50.79,"轻载",{"v":127.4256,"d":"127.43"},"否","甸阳镇甸头行政村"]
["36","白龙台区","10kV",10.39,44.47,"轻载",{"v":129.0384,"d":"129.04"},"否","甸阳镇蒋家行政村"]
["37","大龙凹台区","10kV",10.17,66.03,"轻载",{"v":80.847,"d":"80.85"},"否","甸阳镇蒋家行政村"]
["38","蒋家寨台区","10kV",10.1,35.63,"轻载",{"v":129.456,"d":"129.46"},"否","甸阳镇蒋家行政村"]
["39","落水坑台区","10kV",9.77,30.61,"轻载",{"v":255.80205,"d":"255.80"},"否","甸阳镇蒋家行政村"]
["40","王家寨1#台区","10kV",6.2,26.52,"轻载",84.42,"否","甸阳镇蒋家行政村"]
["41","王家寨2#台区","10kV",19.61,55.58,"轻载",{"v":90.43875,"d":"90.44"},"否","甸阳镇蒋家行政村"]
["42","下寨台区","10kV",11.45,50.25,"轻载",{"v":63.756,"d":"63.76"},"否","甸阳镇蒋家行政村"]
["43","新寨河东台区","10kV",8.14,29.94,"轻载",{"v":132.2784,"d":"132.28"},"否","甸阳镇蒋家行政村"]
["44","新寨河西台区","10kV",9.22,42.04,"轻载",{"v":81.702,"d":"81.70"},"否","甸阳镇蒋家行政村"]
["45","甸阳-蒋家村-中寨台区","10kV",12.52,59.1,"轻载",{"v":78.732,"d":"78.73"},"否","甸阳镇蒋家行政村"]
["46","编织袋厂1#台区","10kV",14.67,32.65,"轻载",{"v":307.188,"d":"307.19"},"否","甸阳镇街道社区"]
["47","编织袋厂2#台区","10kV",5.96,14.97,"轻载",{"v":338.544,"d":"338.54"},"否","甸阳镇街道社区"]
["48","财政局家属区台区","10kV",13.96,30.52,"轻载",{"v":309.744,"d":"309.74"},"否","甸阳镇街道社区"]
["49","街道社区-大楼子台区","10kV",5.11,28.72,"轻载",{"v":341.604,"d":"341.60"},"否","甸阳镇街道社区"]
["50","甸河宝湾小区1#台区","10kV",4.48,11.45,"轻载",{"v":687.744,"d":"687.74"},"否","甸阳镇街道社区"]
["51","甸河宝湾小区2#台区","10kV",3.87,9.07,"轻载",{"v":545.0571,"d":"545.06"},"否","甸阳镇街道社区"]
["52","甸河金湾小区1#台区","10kV",2.51,13.21,"轻载",{"v":552.7683,"d":"552.77"},"否","甸阳镇街道社区"]
["53","甸河金湾小区2#台区","10kV",2.12,11.32,"轻载",{"v":352.368,"d":"352.37"},"否","甸阳镇街道社区"]
["54","甸河金湾小区3#台区","10kV",8.32,21.59,"轻载",{"v":330.048,"d":"330.05"},"否","甸阳镇街道社区"]
["55","嘉和人家小区1#台区","10kV",3.78,9.5,"轻载",{"v":272.7837,"d":"272.78"},"否","甸阳镇街道社区"]
["56","嘉和人家小区2#台区","10kV",1.34,4.71,"轻载",{"v":559.4022,"d":"559.40"},"否","甸阳镇街道社区"]
["57","嘉和人家小区3#台区","10kV",1.49,4.14,"轻载",{"v":558.5517,"d":"558.55"},"否","甸阳镇街道社区"]
["58","教师小区台区","10kV",8.13,20.6,"轻载",{"v":330.732,"d":"330.73"},"否","甸阳镇街道社区"]
["59","聚富经典小区台区","10kV",3.44,14.2,"轻载",{"v":139.0464,"d":"139.05"},"否","甸阳镇街道社区"]
["60","农发行门口台区","10kV",26.33,53.39,"轻载",{"v":265.212,"d":"265.21"},"否","甸阳镇街道社区"]
["61","农技推广站台区","10kV",1.29,12.53,"轻载",{"v":177.678,"d":"177.68"},"否","甸阳镇街道社区"]
["62","施姚路北台区","10kV",37.56,75.98,"经济运行",{"v":224.784,"d":"224.78"},"否","甸阳镇街道社区"]
["63","施姚路南台区","10kV",20.2,50.91,"轻载",287.28,"否","甸阳镇街道社区"]
["64","石鼓中路台区","10kV",24.47,57.46,"轻载",{"v":214.12755,"d":"214.13"},"否","甸阳镇街道社区"]
["65","烟站门口台区","10kV",10.56,32.06,"轻载",{"v":321.984,"d":"321.98"},"否","甸阳镇街道社区"]
["66","医院门口台区","10kV",14.41,58.05,"轻载",{"v":308.124,"d":"308.12"},"否","甸阳镇街道社区"]
["67","永观佳苑小区1#台区","10kV",8.16,16.9,"轻载",{"v":520.7328,"d":"520.73"},"否","甸阳镇街道社区"]
["68","永观佳苑小区2#台区","10kV",4.92,12.14,"轻载",{"v":342.288,"d":"342.29"},"否","甸阳镇街道社区"]
["69","永观佳苑小区3#台区","10kV",2.97,9.46,"轻载",{"v":436.635,"d":"436.64"},"否","甸阳镇街道社区"]
["70","观音寺台区","10kV",15.03,48.23,"轻载",{"v":122.3568,"d":"122.36"},"否","甸阳镇沙坝社区"]
["71","白龙水1#台区","10kV",4.01,19.01,"轻载",{"v":172.782,"d":"172.78"},"否","甸阳镇沙坝社区"]
["72","白龙水2#台区","10kV",6.99,23.75,"轻载",{"v":209.2725,"d":"209.27"},"否","甸阳镇沙坝社区"]
["73","康乐小区1#台区","10kV",4.64,9.83,"轻载",{"v":686.592,"d":"686.59"},"否","甸阳镇沙坝社区"]
["74","康乐小区2#台区","10kV",3.16,8.83,"轻载",{"v":697.248,"d":"697.25"},"否","甸阳镇沙坝社区"]
["75","康乐小区3#台区","10kV",2.77,6.39,"轻载",{"v":700.056,"d":"700.06"},"否","甸阳镇沙坝社区"]
["76","康乐小区4#台区","10kV",3.48,8.17,"轻载",{"v":694.944,"d":"694.94"},"否","甸阳镇沙坝社区"]
["77","康业小区1#台区","10kV",4.92,11.43,"轻载",{"v":539.1036,"d":"539.10"},"否","甸阳镇沙坝社区"]
["78","康业小区2#台区","10kV",6.27,15.35,"轻载",{"v":674.856,"d":"674.86"},"否","甸阳镇沙坝社区"]
["79","康业小区3#台区","10kV",5.98,13.58,"轻载",{"v":676.944,"d":"676.94"},"否","甸阳镇沙坝社区"]
["80","康业小区4#台区","10kV",4.26,10.56,"轻载",{"v":689.328,"d":"689.33"},"否","甸阳镇沙坝社区"]
["81","契丹古镇A区1#台区","10kV",4.57,11.31,"轻载",858.87,"否","甸阳镇沙坝社区"]
["82","契丹古镇A区2#台区","10kV",6.61,16.82,"轻载",840.51,"否","甸阳镇沙坝社区"]
["83","契丹古镇B2区1#台区","10kV",2.97,7.4,"轻载",{"v":550.1601,"d":"550.16"},"否","甸阳镇沙坝社区"]
["84","契丹古镇B2区2#台区","10kV",7.64,14.77,"轻载",{"v":664.992,"d":"664.99"},"否","甸阳镇沙坝社区"]
["85","契丹古镇B区1#台区","10kV",6.72,13.68,"轻载",{"v":671.616,"d":"671.62"},"否","甸阳镇沙坝社区"]
["86","契丹古镇B区2#台区","10kV",4.72,11.64,"轻载",{"v":686.016,"d":"686.02"},"否","甸阳镇沙坝社区"]
["87","契丹古镇C区1#台区","10kV",6.03,15,"轻载",{"v":422.865,"d":"422.87"},"否","甸阳镇沙坝社区"]
["88","契丹古镇C区2#台区","10kV",3.9,8.55,"轻载",432.45,"否","甸阳镇沙坝社区"]
["89","契丹古镇C区3#台区","10kV",3.87,9.53,"轻载",{"v":432.585,"d":"432.59"},"否","甸阳镇沙坝社区"]
["90","契丹古镇D区1#台区","10kV",2.8,7.06,"轻载",{"v":551.124,"d":"551.12"},"否","甸阳镇沙坝社区"]
["91","契丹古镇D区2#台区","10kV",2.56,24.52,"轻载",{"v":552.4848,"d":"552.48"},"否","甸阳镇沙坝社区"]
["92","契丹古镇D区3#台区","10kV",0.46,2.09,"轻载",895.86,"否","甸阳镇沙坝社区"]
["93","契丹古镇E区1#台区","10kV",3.33,8.17,"轻载",{"v":548.1189,"d":"548.12"},"否","甸阳镇沙坝社区"]
["94","契丹古镇E区2#台区","10kV",3.58,12,"轻载",{"v":546.7014,"d":"546.70"},"否","甸阳镇沙坝社区"]
["95","沙坝脚台区","10kV",2.65,14.22,"轻载",{"v":70.092,"d":"70.09"},"否","甸阳镇沙坝社区"]
["96","上铜厂台区","10kV",23.53,59.48,"轻载",{"v":216.79245,"d":"216.79"},"否","甸阳镇沙坝社区"]
["97","石鼓山台区","10kV",74.42,104.2,"经济运行",{"v":11.511,"d":"11.51"},"否","甸阳镇沙坝社区"]
["98","家村台区","10kV",20.39,60.57,"轻载",{"v":114.6384,"d":"114.64"},"否","甸阳镇沙坝社区"]
["99","西山村台区","10kV",19.83,56.81,"轻载",{"v":227.28195,"d":"227.28"},"否","甸阳镇沙坝社区"]
["100","西庄北院小区1#台区","10kV",1.6,4.4,"轻载",708.48,"否","甸阳镇沙坝社区"]
["101","西庄北院小区2#台区","10kV",1.36,8.52,"轻载",{"v":710.208,"d":"710.21"},"否","甸阳镇沙坝社区"]
["102","西庄南院小区1#台区","10kV",2.92,6.35,"轻载",873.72,"否","甸阳镇沙坝社区"]
["103","西庄南院小区2#台区","10kV",5.66,11.69,"轻载",849.06,"否","甸阳镇沙坝社区"]
["104","下铜厂台区","10kV",18.4,50.44,"轻载",{"v":231.336,"d":"231.34"},"否","甸阳镇沙坝社区"]
["105","永平村台区","10kV",10.65,25.83,"轻载",{"v":253.30725,"d":"253.31"},"否","甸阳镇沙坝社区"]
["106","白马路台区","10kV",3.27,13.99,"轻载",{"v":139.2912,"d":"139.29"},"否","甸阳镇团树社区"]
["107","大楼子安置房台区","10kV",5.04,14.52,"轻载",{"v":538.4232,"d":"538.42"},"否","甸阳镇团树社区"]
["108","大麦厂台区","10kV",16.16,47.54,"轻载",{"v":120.7296,"d":"120.73"},"否","甸阳镇团树社区"]
["109","富甸铭城小区1#台区","10kV",5.79,14.39,"轻载",{"v":534.1707,"d":"534.17"},"否","甸阳镇团树社区"]
["110","富甸铭城小区2#台区","10kV",5.04,11.85,"轻载",{"v":538.4232,"d":"538.42"},"否","甸阳镇团树社区"]
["111","富甸铭城小区3#台区","10kV",5.49,14.66,"轻载",{"v":340.236,"d":"340.24"},"否","甸阳镇团树社区"]
["112","嘉城阳光广场小区1#台区","10kV",5.18,11.73,"轻载",{"v":682.704,"d":"682.70"},"否","甸阳镇团树社区"]
["113","嘉城阳光广场小区2#台区","10kV",5.51,12.6,"轻载",{"v":680.328,"d":"680.33"},"否","甸阳镇团树社区"]
["114","嘉城阳光广场小区3#台区","10kV",1.99,5.62,"轻载",{"v":1102.6125,"d":"1102.61"},"否","甸阳镇团树社区"]
["115","三和小区台区","10kV",12.95,29.65,"轻载",{"v":246.78675,"d":"246.79"},"否","甸阳镇团树社区"]
["116","三棵松2#台区","10kV",4.62,21.67,"轻载",{"v":270.4023,"d":"270.40"},"否","甸阳镇团树社区"]
["117","三棵松安置房1#台区","10kV",7.21,23.12,"轻载",{"v":417.555,"d":"417.56"},"否","甸阳镇团树社区"]
["118","三棵松安置房2#台区","10kV",4.32,20.32,"轻载",430.56,"否","甸阳镇团树社区"]
["119","三棵松台区","10kV",15.88,44.83,"轻载",189.27,"否","甸阳镇团树社区"]
["120","三星村台区","10kV",12.22,30.25,"轻载",{"v":197.505,"d":"197.51"},"否","甸阳镇团树社区"]
["121","上角里台区","10kV",16.59,62.09,"轻载",{"v":187.6725,"d":"187.67"},"否","甸阳镇团树社区"]
["122","太平路台区","10kV",0.71,1.85,"轻载",{"v":562.9743,"d":"562.97"},"否","甸阳镇团树社区"]
["123","团树1#台区","10kV",19.31,56.26,"轻载",{"v":145.242,"d":"145.24"},"否","甸阳镇团树社区"]
["124","团树2#台区","10kV",5.09,24.25,"轻载",{"v":269.06985,"d":"269.07"},"否","甸阳镇团树社区"]
["125","团树3#台区","10kV",10.96,40.25,"轻载",{"v":252.4284,"d":"252.43"},"否","甸阳镇团树社区"]
["126","文业石才台区","10kV",12.11,33.2,"轻载",{"v":249.16815,"d":"249.17"},"否","甸阳镇团树社区"]
["127","喜路达小区1#台区","10kV",18.85,35.3,"轻载",730.35,"否","甸阳镇团树社区"]
["128","喜路达小区2#台区","10kV",4.09,8.6,"轻载",863.19,"否","甸阳镇团树社区"]
["129","下角里1#台区","10kV",8.93,29.51,"轻载",{"v":163.926,"d":"163.93"},"否","甸阳镇团树社区"]
["130","下角里2#台区","10kV",11.33,33.19,"轻载",{"v":251.37945,"d":"251.38"},"否","甸阳镇团树社区"]
["131","玉龙湾小区1#台区","10kV",4.73,9.88,"轻载",{"v":685.944,"d":"685.94"},"否","甸阳镇团树社区"]
["132","龙湾小区2#台区","10kV",3.78,10.4,"轻载",{"v":692.784,"d":"692.78"},"否","甸阳镇团树社区"]
["133","玉龙湾小区3#台区","10kV",3.44,7.4,"轻载",{"v":695.232,"d":"695.23"},"否","甸阳镇团树社区"]
["134","玉泉园A区1#台区","10kV",2.9,11.99,"轻载",{"v":873.9,"d":"873.90"},"否","甸阳镇团树社区"]
["135","玉泉园B区2#台区","10kV",1.09,3.49,"轻载",{"v":712.152,"d":"712.15"},"否","甸阳镇团树社区"]
["136","玉泉园C区3#台区","10kV",8.48,23.49,"轻载",{"v":658.944,"d":"658.94"},"否","甸阳镇团树社区"]
["137","玉泉园D区4#台区","10kV",1.92,5.78,"轻载",{"v":706.176,"d":"706.18"},"否","甸阳镇团树社区"]
["138","中春玉湾小区1#台区","10kV",5.78,13.92,"轻载",{"v":678.384,"d":"678.38"},"否","甸阳镇团树社区"]
["139","中春玉湾小区2#台区","10kV",4.44,11.2,"轻载",{"v":688.032,"d":"688.03"},"否","甸阳镇团树社区"]
["140","中春玉湾小区3#台区","10kV",2.57,7.64,"轻载",{"v":701.496,"d":"701.50"},"否","甸阳镇团树社区"]
["141","中春玉湾小区4#台区","10kV",10.42,15.91,"轻载",{"v":644.976,"d":"644.98"},"否","甸阳镇团树社区"]
["142","左岸新河1#台区","10kV",3.21,11.2,"轻载",{"v":696.888,"d":"696.89"},"否","甸阳镇团树社区"]
["143","左岸新河2#台区","10kV",4.11,8.9,"轻载",863.01,"否","甸阳镇团树社区"]
["144","城北农贸市场台区","10kV",15.35,30.93,"轻载",152.37,"否","甸阳镇文武社区"]
["145","城北农贸市场小区台区","10kV",0.87,2.67,"轻载",{"v":1115.2125,"d":"1115.21"},"否","甸阳镇文武社区"]
["146","城南农贸市场台区","10kV",10.57,23.17,"轻载",{"v":507.0681,"d":"507.07"},"否","甸阳镇文武社区"]
["147","地税局家属区台区","10kV",13.06,36.36,"轻载",{"v":312.984,"d":"312.98"},"否","甸阳镇文武社区"]
["148","地税局台区","10kV",29.45,64.29,"轻载",253.98,"否","甸阳镇文武社区"]
["149","电信局门口2#台区","10kV",10.96,28.01,"轻载",{"v":320.544,"d":"320.54"},"否","甸阳镇文武社区"]
["150","电信局门口台区","10kV",23.36,57.92,"轻载",{"v":217.2744,"d":"217.27"},"否","甸阳镇文武社区"]
["151","段家坡台区","10kV",12.53,36.89,"轻载",{"v":314.892,"d":"314.89"},"否","甸阳镇文武社区"]
["152","广场路台区","10kV",5.21,12.16,"轻载",{"v":537.4593,"d":"537.46"},"否","甸阳镇文武社区"]
["153","广电路2#台区","10kV",13.84,28.83,"轻载",{"v":310.176,"d":"310.18"},"否","甸阳镇文武社区"]
["154","惠民公园台区","10kV",2.5,7.18,"轻载",{"v":552.825,"d":"552.83"},"否","甸阳镇文武社区"]
["155","计生委台区","10kV",22.52,46.58,"轻载",{"v":219.6558,"d":"219.66"},"否","甸阳镇文武社区"]
["156","嘉城名都广场小区台区","10kV",5.48,12.23,"轻载",850.68,"否","甸阳镇文武社区"]
["157","建设局台区","10kV",9.73,24.22,"轻载",{"v":162.486,"d":"162.49"},"否","甸阳镇文武社区"]
["158","交通路南台区","10kV",21.84,42.82,"轻载",{"v":221.5836,"d":"221.58"},"否","甸阳镇文武社区"]
["159","金甸湖岸2#台区","10kV",3.72,10.37,"轻载",{"v":693.216,"d":"693.22"},"否","甸阳镇文武社区"]
["160","金甸湖岸3#台区","10kV",3.92,14.14,"轻载",{"v":691.776,"d":"691.78"},"否","甸阳镇文武社区"]
["161","金甸湖岸小区1#台区","10kV",6.23,13.94,"轻载",{"v":675.144,"d":"675.14"},"否","甸阳镇文武社区"]
["162","看守所门口台区","10kV",18.75,42.64,"轻载",{"v":292.5,"d":"292.50"},"否","甸阳镇文武社区"]
["163","客运站后台区","10kV",24.01,45.57,"轻载",{"v":215.43165,"d":"215.43"},"否","甸阳镇文武社区"]
["164","丽景百盛小区台区","10kV",1.94,4.96,"轻载",441.27,"否","甸阳镇文武社区"]
["165","林业局门口台区","10kV",6.04,18.67,"轻载",{"v":338.256,"d":"338.26"},"否","甸阳镇文武社区"]
["166","罗庆泽台区","10kV",34.2,62.3,"轻载",{"v":94.752,"d":"94.75"},"否","甸阳镇文武社区"]
["167","青少年活动中心1#台区","10kV",23.74,50.4,"轻载",{"v":216.1971,"d":"216.20"},"否","甸阳镇文武社区"]
["168","青少年活动中心2#台区","10kV",22.35,46.26,"轻载",{"v":440.2755,"d":"440.28"},"否","甸阳镇文武社区"]
["169","人民路2#台区","10kV",26.71,53.24,"轻载",{"v":415.5543,"d":"415.55"},"否","甸阳镇文武社区"]
["170","人民路台区","10kV",3.17,10.26,"轻载",{"v":274.51305,"d":"274.51"},"否","甸阳镇文武社区"]
["171","水务局门口台区","10kV",12.93,27.5,"轻载",{"v":313.452,"d":"313.45"},"否","甸阳镇文武社区"]
["172","甸阳-文武社区-图书馆台区","10kV",27.96,63.44,"轻载",162.09,"否","甸阳镇文武社区"]
["173","温州商贸城1#台区","10kV",45.31,92.2,"轻载",{"v":196.884,"d":"196.88"},"否","甸阳镇文武社区"]
["174","温州商贸城2#台区","10kV",20.09,35.22,"轻载",{"v":287.676,"d":"287.68"},"否","甸阳镇文武社区"]
["175","武装部台区","10kV",18.61,49.56,"轻载",{"v":183.1275,"d":"183.13"},"否","甸阳镇文武社区"]
["176","消防大队台区","10kV",12.62,25.59,"轻载",{"v":247.7223,"d":"247.72"},"否","甸阳镇文武社区"]
["177","杨赵村台区","10kV",5.07,22.87,"轻载",{"v":341.748,"d":"341.75"},"否","甸阳镇文武社区"]
["178","游泳池台区","10kV",14.57,41.31,"轻载",{"v":307.548,"d":"307.55"},"否","甸阳镇文武社区"]
["179","政府家属区台区","10kV",7.04,21.08,"轻载",{"v":334.656,"d":"334.66"},"否","甸阳镇文武社区"]
["180","政府门口台区","10kV",13.97,27.95,"轻载",{"v":243.89505,"d":"243.90"},"否","甸阳镇文武社区"]
["181","中港壹号小区台区","10kV",2,5.69,"轻载",{"v":705.6,"d":"705.60"},"否","甸阳镇文武社区"]
["182","中宏阳光城小区1#台区","10kV",4.48,10,"轻载",{"v":1375.488,"d":"1375.49"},"否","甸阳镇文武社区"]
["183","中宏阳光城小区2#台区","10kV",3.21,12.33,"轻载",{"v":1088.8875,"d":"1088.89"},"否","甸阳镇文武社区"]
["184","中宏阳光城小区3#台区","10kV",3.08,7.72,"轻载",872.28,"否","甸阳镇文武社区"]
["185","中宏阳光城小区4#台区","10kV",3.9,10.33,"轻载",{"v":864.9,"d":"864.90"},"否","甸阳镇文武社区"]
["186","住房公积金台区","10kV",30.17,64.47,"轻载",{"v":197.96805,"d":"197.97"},"否","甸阳镇文武社区"]
["187","紫金苑小区1#台区","10kV",4.03,10.72,"轻载",{"v":544.1499,"d":"544.15"},"否","甸阳镇文武社区"]
["188","紫金苑小区2#台区","10kV",4.37,12.4,"轻载",{"v":542.2221,"d":"542.22"},"否","甸阳镇文武社区"]
["189","甸松林脚台区","10kV",13.83,42.32,"轻载",{"v":77.553,"d":"77.55"},"否","甸阳镇乌邑行政村"]
["190","乌邑1#台区","10kV",15.93,48.24,"轻载",{"v":189.1575,"d":"189.16"},"否","甸阳镇乌邑行政村"]
["191","乌邑2#台区","10kV",12.54,40.72,"轻载",{"v":196.785,"d":"196.79"},"否","甸阳镇乌邑行政村"]
["192","下同邑上寨台区","10kV",8,25.09,"轻载",132.48,"否","甸阳镇乌邑行政村"]
["193","下同邑下寨台区","10kV",8.11,29.23,"轻载",{"v":206.7525,"d":"206.75"},"否","甸阳镇乌邑行政村"]
["194","小热水塘台区","10kV",10.99,39.38,"轻载",{"v":40.0545,"d":"40.05"},"否","甸阳镇乌邑行政村"]
["195","英村台区","10kV",18.17,44.15,"轻载",{"v":184.1175,"d":"184.12"},"否","甸阳镇乌邑行政村"]
["196","猛威台区","10kV",12.14,27.71,"轻载",{"v":126.5184,"d":"126.52"},"否","甸阳镇五福行政村"]
["197","上五福1#台区","10kV",5.78,26.8,"轻载",{"v":211.995,"d":"212.00"},"否","甸阳镇五福行政村"]
["198","上五福2#台区","10kV",5.52,27.41,"轻载",{"v":170.064,"d":"170.06"},"否","甸阳镇五福行政村"]
["199","上五福3#台区","10kV",6.72,27.34,"轻载",{"v":83.952,"d":"83.95"},"否","甸阳镇五福行政村"]
["200","下尖山台区","10kV",7.18,26.32,"轻载",{"v":167.076,"d":"167.08"},"否","甸阳镇五福行政村"]
["201","下五福1#台区","10kV",5.82,49.39,"轻载",{"v":267.0003,"d":"267.00"},"否","甸阳镇五福行政村"]
["202","甸阳-五福村-下五福2#台区","10kV",3.56,19.67,"轻载",{"v":173.592,"d":"173.59"},"否","甸阳镇五福行政村"]
["203","小高层安置房小区1#台区","10kV",6.65,14.7,"轻载",672.12,"否","甸阳镇幸福社区"]
["204","小高层安置房小区2#台区","10kV",5.35,14.17,"轻载",681.48,"否","甸阳镇幸福社区"]
["205","小高层安置房小区3#台区","10kV",6.99,18.35,"轻载",{"v":1046.3625,"d":"1046.36"},"否","甸阳镇幸福社区"]
["206","打邦1#台区","10kV",8.65,52.31,"轻载",{"v":82.215,"d":"82.22"},"否","甸阳镇袁家行政村"]
["207","打邦2#台区","10kV",7.21,21.3,"轻载",{"v":133.6176,"d":"133.62"},"否","甸阳镇袁家行政村"]
["208","大丫口台区","10kV",4.82,34.35,"轻载",{"v":107.0775,"d":"107.08"},"否","甸阳镇袁家行政村"]
["209","柳水1#台区","10kV",13.01,36.68,"轻载",{"v":78.291,"d":"78.29"},"否","甸阳镇袁家行政村"]
["210","甸柳水2#台区","10kV",6.86,32.64,"轻载",{"v":83.826,"d":"83.83"},"否","甸阳镇袁家行政村"]
["211","柳水3#台区","10kV",3.82,43.5,"轻载",{"v":69.2496,"d":"69.25"},"否","甸阳镇袁家行政村"]
["212","响水1#台区","10kV",9.04,35.18,"轻载",102.33,"否","甸阳镇袁家行政村"]
["213","响水2#台区","10kV",2.21,16.46,"轻载",{"v":70.4088,"d":"70.41"},"否","甸阳镇袁家行政村"]
["214","响水3#台区","10kV",0.56,9.72,"轻载",{"v":71.5968,"d":"71.60"},"否","甸阳镇袁家行政村"]
["215","羊水井1#台区","10kV",7.34,23.69,"轻载",{"v":133.4304,"d":"133.43"},"否","甸阳镇袁家行政村"]
["216","羊水井2#台区","10kV",8.29,75.34,"轻载",{"v":132.0624,"d":"132.06"},"否","甸阳镇袁家行政村"]
["217","袁家寨1#台区","10kV",6.16,27.6,"轻载",{"v":135.1296,"d":"135.13"},"否","甸阳镇袁家行政村"]
["218","袁家寨2#台区","10kV",8.69,33.93,"轻载",{"v":82.179,"d":"82.18"},"否","甸阳镇袁家行政村"]
["219","花园小区公租房台区","10kV",4.78,12.24,"轻载",428.49,"否","甸阳镇张家行政村"]
["220","花园小区廉租房台区","10kV",4.13,11.88,"轻载",{"v":431.415,"d":"431.42"},"否","甸阳镇张家行政村"]
["221","卖香村台区","10kV",11.32,51.36,"轻载",199.53,"否","甸阳镇张家行政村"]
["222","莾索村台区","10kV",12.89,45.09,"轻载",{"v":246.95685,"d":"246.96"},"否","甸阳镇张家行政村"]
["223","山脚村台区","10kV",17.29,44.31,"轻载",{"v":119.1024,"d":"119.10"},"否","甸阳镇张家行政村"]
["224","山邑台区","10kV",66.5,89.86,"轻载",24.12,"否","甸阳镇张家行政村"]
["225","双龙寺台区 ","10kV",12.72,37.97,"轻载",{"v":78.552,"d":"78.55"},"否","甸阳镇张家行政村"]
["226","泰和轩小区台区","10kV",2.61,6.38,"轻载",{"v":701.208,"d":"701.21"},"否","甸阳镇张家行政村"]
["227","唐家队台区","10kV",14.75,45.32,"轻载",{"v":95.90625,"d":"95.91"},"否","甸阳镇张家行政村"]
["228","张家村1#台区","10kV",17.61,48.19,"轻载",{"v":233.57565,"d":"233.58"},"否","甸阳镇张家行政村"]
["229","张家村2#台区","10kV",13.27,39.4,"轻载",{"v":245.87955,"d":"245.88"},"否","甸阳镇张家行政村"]
["230","水晶宫台变","10kV",4.49,22.31,"轻载",{"v":85.959,"d":"85.96"},"否","何元乡大坡脚行政村"]
["231","莽城台变","10kV",9.62,37.63,"轻载",{"v":130.1472,"d":"130.15"},"否","何元乡大坡脚行政村"]
["232","大坡台变","10kV",8.32,{"v":45.4,"d":"45.40"},"轻载",{"v":82.512,"d":"82.51"},"否","何元乡大坡脚行政村"]
["233","小坡脚1#变","10kV",9.05,55.74,"轻载",{"v":102.31875,"d":"102.32"},"否","何元乡大坡脚行政村"]
["234","小坡脚2#变","10kV",7.96,53.66,"轻载",{"v":82.836,"d":"82.84"},"否","何元乡大坡脚行政村"]
["235","大坡脚1#变","10kV",9.99,44.47,"轻载",{"v":81.009,"d":"81.01"},"否","何元乡大坡脚行政村"]
["236","大坡脚2#变","10kV",7.33,105.86,"轻载",{"v":66.7224,"d":"66.72"},"否","何元乡大坡脚行政村"]
["237","母猪龙台变","10kV",12.68,78.24,"轻载",{"v":78.588,"d":"78.59"},"否","何元乡大坡脚行政村"]
["238","洼寨台变","10kV",11.76,44.66,"轻载",{"v":127.0656,"d":"127.07"},"否","何元乡大坡脚行政村"]
["239","大龙台变","10kV",{"v":10.2,"d":"10.20"},41.56,"轻载",{"v":129.312,"d":"129.31"},"否","何元乡大坡脚行政村"]
["240","后寨台变","10kV",6.39,28.92,"轻载",{"v":210.6225,"d":"210.62"},"否","何元乡大坡脚行政村"]
["241","刺通田台变","10kV",{"v":9.5,"d":"9.50"},35.93,"轻载",130.32,"否","何元乡大坡脚行政村"]
["242","竹箐凹台变","10kV",5.03,{"v":74,"d":"74.00"},"轻载",{"v":25.6419,"d":"25.64"},"否","何元乡大坡脚行政村"]
["243","思拉底台变","10kV",4.22,24.71,"轻载",{"v":86.202,"d":"86.20"},"否","何元乡组军门行政村"]
["244","李子梅台变","10kV",3.49,12.78,"轻载",{"v":173.718,"d":"173.72"},"否","何元乡组军门行政村"]
["245","马鞍山台变","10kV",13.29,36.24,"轻载",{"v":39.0195,"d":"39.02"},"否","何元乡组军门行政村"]
["246","老茶寨台变","10kV",{"v":4.8,"d":"4.80"},21.49,"轻载",{"v":137.088,"d":"137.09"},"否","何元乡组军门行政村"]
["247","茅草坡台变","10kV",7.49,31.96,"轻载",{"v":83.259,"d":"83.26"},"否","何元乡组军门行政村"]
["248","岩子脚台变","10kV",4.94,32.94,"轻载",{"v":85.554,"d":"85.55"},"否","何元乡组军门行政村"]
["249","组军门台变","10kV",9.02,{"v":25.9,"d":"25.90"},"轻载",{"v":257.9283,"d":"257.93"},"否","何元乡组军门行政村"]
["250","界家山台变","10kV",11.92,40.31,"轻载",{"v":39.636,"d":"39.64"},"否","何元乡何元行政村"]
["251","路脚凹台变","10kV",2.31,28.67,"轻载",{"v":43.9605,"d":"43.96"},"否","何元乡莽王行政村"]
["252","新寨台变","10kV",6.76,30.22,"轻载",{"v":134.2656,"d":"134.27"},"否","何元乡莽王行政村"]
["253","红坡头台变","10kV",2.87,16.36,"轻载",{"v":139.8672,"d":"139.87"},"否","何元乡莽王行政村"]
["254","大窝子台变","10kV",4.34,{"v":29.3,"d":"29.30"},"轻载",{"v":137.7504,"d":"137.75"},"否","何元乡莽王行政村"]
["255","笋叶水台变","10kV",5.54,30.74,"轻载",{"v":136.0224,"d":"136.02"},"否","何元乡莽王行政村"]
["256","山领杆台变","10kV",6.06,{"v":22.4,"d":"22.40"},"轻载",{"v":135.2736,"d":"135.27"},"否","何元乡莽王行政村"]
["257","山头寨台变","10kV",7.98,47.96,"轻载",{"v":82.818,"d":"82.82"},"否","何元乡莽王行政村"]
["258","李为地1#变","10kV",8.07,28.05,"轻载",{"v":260.62155,"d":"260.62"},"否","何元乡李为地行政村"]
["259","李为地2#变","10kV",6.05,22.18,"轻载",{"v":67.644,"d":"67.64"},"否","何元乡李为地行政村"]
["260","打叶水台变","10kV",7.15,27.15,"轻载",{"v":133.704,"d":"133.70"},"否","何元乡李为地行政村"]
["261","马鹿塘台变","10kV",6.36,26.58,"轻载",{"v":168.552,"d":"168.55"},"否","何元乡李为地行政村"]
["262","独水井台变","10kV",5.21,29.28,"轻载",{"v":136.4976,"d":"136.50"},"否","何元乡王家庄行政村"]
["263","王家庄台变","10kV",6.91,31.03,"轻载",{"v":209.4525,"d":"209.45"},"否","何元乡王家庄行政村"]
["264","王家庄烤炉群台变","10kV",2.24,23.27,"轻载",{"v":43.992,"d":"43.99"},"否","何元乡王家庄行政村"]
["265","攀枝花台变","10kV",17.78,61.82,"轻载",{"v":59.1984,"d":"59.20"},"否","何元乡王家庄行政村"]
["266","岩子脚台变","10kV",12.99,79.44,"轻载",{"v":39.1545,"d":"39.15"},"否","何元乡王家庄行政村"]
["267","大栗子园台变","10kV",6.31,25.31,"轻载",{"v":337.284,"d":"337.28"},"否","何元乡大坡脚行政村"]
["268","上寨2#变","10kV",6.67,40.17,"轻载",{"v":134.3952,"d":"134.40"},"否","何元乡何元行政村"]
["269","张家寨1#变","10kV",10.57,34.36,"轻载",{"v":160.974,"d":"160.97"},"否","何元乡何元行政村"]
["270","张家寨2#变","10kV",8.99,46.22,"轻载",{"v":131.0544,"d":"131.05"},"否","何元乡何元行政村"]
["271","平山头台变","10kV",7.53,{"v":43,"d":"43.00"},"轻载",{"v":83.223,"d":"83.22"},"否","何元乡何元行政村"]
["272","何家寨台变","10kV",{"v":10,"d":"10.00"},36.67,"轻载",{"v":129.6,"d":"129.60"},"否","何元乡何元行政村"]
["273","黑龙台变","10kV",{"v":4.4,"d":"4.40"},35.58,"轻载",86.04,"否","何元乡何元行政村"]
["274","下莽王台变","10kV",11.15,30.02,"轻载",{"v":251.88975,"d":"251.89"},"否","何元乡莽王行政村"]
["275","上莽王1#变","10kV",7.13,47.15,"轻载",{"v":263.28645,"d":"263.29"},"否","何元乡莽王行政村"]
["276","上莽王2#变","10kV",6.33,29.83,"轻载",{"v":134.8848,"d":"134.88"},"否","何元乡莽王行政村"]
["277","莽王移民安置点1#变","10kV",7.27,28.43,"轻载",{"v":262.88955,"d":"262.89"},"否","何元乡莽王行政村"]
["278","莽王移民安置点2#变","10kV",{"v":4.6,"d":"4.60"},24.06,"轻载",{"v":270.459,"d":"270.46"},"否","何元乡莽王行政村"]
["279","三个山台变","10kV",3.39,22.29,"轻载",{"v":43.4745,"d":"43.47"},"否","何元乡石头寨行政村"]
["280","火石凹台变","10kV",2.36,22.63,"轻载",{"v":87.876,"d":"87.88"},"否","何元乡石头寨行政村"]
["281","石头寨台变","10kV",15.33,48.17,"轻载",{"v":121.9248,"d":"121.92"},"否","何元乡石头寨行政村"]
["282","大坪地台变","10kV",6.92,26.71,"轻载",{"v":167.544,"d":"167.54"},"否","何元乡石头寨行政村"]
["283","柳树凹台变","10kV",{"v":8.2,"d":"8.20"},41.06,"轻载",165.24,"否","何元乡石头寨行政村"]
["284","大柳水台变","10kV",7.88,39.69,"轻载",{"v":82.908,"d":"82.91"},"否","何元乡石头寨行政村"]
["285","活水沟台变","10kV",3.44,28.36,"轻载",{"v":43.452,"d":"43.45"},"否","何元乡大仆寨行政村"]
["286","上寨1#台变","10kV",11.87,47.73,"轻载",{"v":79.317,"d":"79.32"},"否","何元乡何元行政村"]
["287","西边塘台变","10kV",4.36,19.24,"轻载",{"v":86.076,"d":"86.08"},"否","何元乡何元行政村"]
["288","橄榄坡台变","10kV",6.42,26.14,"轻载",{"v":105.2775,"d":"105.28"},"否","何元乡大仆寨行政村"]
["289","大仆寨1#变","10kV",7.11,22.43,"轻载",{"v":167.202,"d":"167.20"},"否","何元乡大仆寨行政村"]
["290","大仆寨2#变","10kV",7.66,35.72,"轻载",{"v":132.9696,"d":"132.97"},"否","何元乡大仆寨行政村"]
["291","陈家寨1#变","10kV",4.54,19.27,"轻载",{"v":171.828,"d":"171.83"},"否","何元乡大仆寨行政村"]
["292","陈家寨2#变","10kV",8.75,40.12,"轻载",{"v":102.65625,"d":"102.66"},"否","何元乡大仆寨行政村"]
["293","小仆寨台变","10kV",8.35,36.96,"轻载",{"v":103.10625,"d":"103.11"},"否","何元乡大仆寨行政村"]
["294","王家寨台变","10kV",7.36,28.87,"轻载",{"v":133.4016,"d":"133.40"},"否","何元乡大仆寨行政村"]
["295","小栗子园台变","10kV",9.13,{"v":38.6,"d":"38.60"},"轻载",{"v":327.132,"d":"327.13"},"否","何元乡大坡脚行政村"]
["296","海林檎小镇台变","10kV",4.68,{"v":19.3,"d":"19.30"},"轻载",{"v":270.2322,"d":"270.23"},"否","何元乡大坡脚行政村"]
["297","何元乡何元街1#变","10kV",{"v":16.6,"d":"16.60"},47.88,"轻载",{"v":236.439,"d":"236.44"},"否","何元乡何元行政村"]
["298","何元乡何元街2#变","10kV",25.79,78.44,"轻载",{"v":166.9725,"d":"166.97"},"否","何元乡何元行政村"]
["299","小大山台变","10kV",{"v":9.1,"d":"9.10"},69.95,"轻载",{"v":130.896,"d":"130.90"},"否","何元乡何元行政村"]
["300","一碗水台变","10kV",9.15,35.62,"轻载",{"v":81.765,"d":"81.77"},"否","何元乡何元行政村"]
["301","大山台变","10kV",10.21,40.48,"轻载",{"v":161.622,"d":"161.62"},"否","何元乡石头寨行政村"]
["302","老罗田台变","10kV",6.27,32.26,"轻载",{"v":84.357,"d":"84.36"},"否","何元乡石头寨行政村"]
["303","查家台变","10kV",10.92,{"v":44.5,"d":"44.50"},"轻载",{"v":80.172,"d":"80.17"},"否","何元乡何元行政村"]
["304","熊家台变","10kV",6.95,36.87,"轻载",{"v":83.745,"d":"83.75"},"否","何元乡何元行政村"]
["305","左家台变","10kV",6.51,37.87,"轻载",{"v":42.0705,"d":"42.07"},"否","何元乡何元行政村"]
["306","大歇厂1#变","10kV",12.99,48.62,"轻载",{"v":78.309,"d":"78.31"},"否","何元乡大寨门行政村"]
["307","大歇厂2#变","10kV",5.06,41.76,"轻载",{"v":42.723,"d":"42.72"},"否","何元乡大寨门行政村"]
["308","小寨子台变","10kV",8.16,33.67,"轻载",{"v":165.312,"d":"165.31"},"否","何元乡大寨门行政村"]
["309","大寨子1#变","10kV",5.51,23.97,"轻载",{"v":136.0656,"d":"136.07"},"否","何元乡大寨门行政村"]
["310","大寨子2#变","10kV",11.01,33.53,"轻载",{"v":128.1456,"d":"128.15"},"否","何元乡大寨门行政村"]
["311","大寨子3#变","10kV",11.05,49.69,"轻载",{"v":64.044,"d":"64.04"},"否","何元乡大寨门行政村"]
["312","杨家山台变","10kV",5.63,21.39,"轻载",{"v":42.4665,"d":"42.47"},"否","何元乡大寨门行政村"]
["313","响山1#变","10kV",9.69,33.45,"轻载",{"v":130.0464,"d":"130.05"},"否","何元乡大寨门行政村"]
["314","响山2#变","10kV",13.33,{"v":50.1,"d":"50.10"},"轻载",{"v":62.4024,"d":"62.40"},"否","何元乡大寨门行政村"]
["315","段家林子台变","10kV",4.42,35.71,"轻载",{"v":43.011,"d":"43.01"},"否","仁和镇瓦房行政村"]
["316","白邑寨台区","10kV",6.18,{"v":24.8,"d":"24.80"},"轻载",{"v":60,"d":"60.00"},"否","  甸阳镇大寨行政村"]
["317","大庙台区","10kV",7.66,37.21,"轻载",{"v":103.8825,"d":"103.88"},"否","  甸阳镇大寨行政村"]
["318","大寨烤烟群台区","10kV",10.47,50.09,"轻载",{"v":80.577,"d":"80.58"},"否","  甸阳镇大寨行政村"]
["319","大寨台区","10kV",10.68,{"v":40,"d":"40.00"},"轻载",200.97,"否","  甸阳镇大寨行政村"]
["320","大寨烟站台区","10kV",5.94,41.02,"轻载",{"v":84.654,"d":"84.65"},"否","  甸阳镇大寨行政村"]
["321","花山台区","10kV",14,51.08,"轻载",123.84,"否","  甸阳镇大寨行政村"]
["322","莽中寨烤烟群台区","10kV",6.22,33.33,"轻载",{"v":42.201,"d":"42.20"},"否","  甸阳镇大寨行政村"]
["323","莽中寨台区","10kV",10.16,31.57,"轻载",{"v":254.6964,"d":"254.70"},"否","  甸阳镇大寨行政村"]
["324","山邑寨1#台区","10kV",10,42.11,"轻载",{"v":81,"d":"81.00"},"否","  甸阳镇大寨行政村"]
["325","山邑寨2#台区","10kV",6.9,31.39,"轻载",{"v":134.064,"d":"134.06"},"否","  甸阳镇大寨行政村"]
["326","铁帮寨台区","10kV",15.54,59.89,"轻载",{"v":22.8042,"d":"22.80"},"否","  甸阳镇大寨行政村"]
["327","新山烤炉群台区","10kV",9.46,{"v":26.2,"d":"26.20"},"轻载",{"v":81.486,"d":"81.49"},"否","  甸阳镇大寨行政村"]
["328","大山头台区","10kV",7.17,37.07,"轻载",{"v":66.8376,"d":"66.84"},"否","  甸阳镇同邑行政村"]
["329","柳坝凹子台区","10kV",6.98,58.84,"轻载",{"v":41.859,"d":"41.86"},"否","  甸阳镇同邑行政村"]
["330","驴子山台区","10kV",9.41,59.64,"轻载",{"v":40.7655,"d":"40.77"},"否","  甸阳镇同邑行政村"]
["331","同邑1.2社1#台区","10kV",10.7,39.55,"轻载",{"v":128.592,"d":"128.59"},"否","  甸阳镇同邑行政村"]
["332","同邑1.2社2#台区","10kV",6.12,30.21,"轻载",{"v":84.492,"d":"84.49"},"否","  甸阳镇同邑行政村"]
["333","同邑3.4社1#台区","10kV",15.24,41.53,"轻载",{"v":152.568,"d":"152.57"},"否","  甸阳镇同邑行政村"]
["334","同邑3.4社2#台区","10kV",11.9,38.17,"轻载",{"v":126.864,"d":"126.86"},"否","  甸阳镇同邑行政村"]
["335","乌木龙台区","10kV",10.64,37.79,"轻载",{"v":160.848,"d":"160.85"},"否","  甸阳镇同邑行政村"]
["336","小石桥台区","10kV",13.13,{"v":67.8,"d":"67.80"},"轻载",{"v":39.0915,"d":"39.09"},"否","  甸阳镇同邑行政村"]
["337","长龙村台区","10kV",11.95,39.42,"轻载",158.49,"否","甸阳镇张家行政村"]
["338","上木老元1#台区","10kV",15.93,35.06,"轻载",{"v":151.326,"d":"151.33"},"否","木老元乡木老元行政村"]
["339","上木老元2#台区","10kV",6.4,21.32,"轻载",{"v":134.784,"d":"134.78"},"否","木老元乡木老元行政村"]
["340","下木老元1#台区","10kV",6.5,22.25,"轻载",{"v":168.3,"d":"168.30"},"否","木老元乡木老元行政村"]
["341","下木老元2#台区","10kV",6.28,27.27,"轻载",{"v":84.348,"d":"84.35"},"否","木老元乡木老元行政村"]
["342","移民搬迁1#台区","10kV",6.61,16.07,"轻载",{"v":264.76065,"d":"264.76"},"否","木老元乡木老元行政村"]
["343","移民搬迁2#台区","10kV",2.64,12.01,"轻载",{"v":276.0156,"d":"276.02"},"否","木老元乡木老元行政村"]
["344","阿腊寨台区","10kV",3.83,16.08,"轻载",{"v":173.106,"d":"173.11"},"否","木老元乡大地行政村"]
["345","臭水台区","10kV",2.79,17.29,"轻载",{"v":87.489,"d":"87.49"},"否","木老元乡大地行政村"]
["346","茨竹林台区","10kV",5.48,26.08,"轻载",{"v":85.068,"d":"85.07"},"否","木老元乡大地行政村"]
["347","大地台区","10kV",6.94,26.62,"轻载",{"v":263.8251,"d":"263.83"},"否","木老元乡大地行政村"]
["348","李子树台区","10kV",10.85,62.15,"轻载",{"v":24.0705,"d":"24.07"},"否","木老元乡大地行政村"]
["349","麦地台区","10kV",6.55,30.67,"轻载",{"v":67.284,"d":"67.28"},"否","木老元乡大地行政村"]
["350","皮寨台区","10kV",4.68,19.03,"轻载",{"v":137.2608,"d":"137.26"},"否","木老元乡大地行政村"]
["351","双龙台区","10kV",3.86,19.44,"轻载",{"v":138.4416,"d":"138.44"},"否","木老元乡大地行政村"]
["352","野猪塘台区","10kV",4.93,17.49,"轻载",{"v":171.126,"d":"171.13"},"否","木老元乡大地行政村"]
["353","阿罗佰台区","10kV",6.32,27.49,"轻载",{"v":134.8992,"d":"134.90"},"否","木老元乡哈寨行政村"]
["354","大浪地台区","10kV",5.23,39.52,"轻载",{"v":25.5879,"d":"25.59"},"否","木老元乡哈寨行政村"]
["355","哈寨台区","10kV",8.62,24.53,"轻载",{"v":205.605,"d":"205.61"},"否","木老元乡哈寨行政村"]
["356","上羊场台区","10kV",31.08,95.31,"轻载",{"v":31.014,"d":"31.01"},"否","木老元乡哈寨行政村"]
["357","新地基台区","10kV",12.5,52.11,"轻载",{"v":39.375,"d":"39.38"},"否","木老元乡哈寨行政村"]
["358","庄寨台区","10kV",4.45,{"v":25,"d":"25.00"},"轻载",{"v":137.592,"d":"137.59"},"否","木老元乡哈寨行政村"]
["359","大漆树台区","10kV",7.87,34.74,"轻载",{"v":66.3336,"d":"66.33"},"否","木老元乡龙潭行政村"]
["360","大水塘台区","10kV",3.77,{"v":36.5,"d":"36.50"},"轻载",{"v":69.2856,"d":"69.29"},"否","木老元乡龙潭行政村"]
["361","大岩房台区","10kV",8.23,23.56,"轻载",{"v":24.7779,"d":"24.78"},"否","木老元乡龙潭行政村"]
["362","姜寨台区","10kV",5.07,20.44,"轻载",{"v":213.5925,"d":"213.59"},"否","木老元乡龙潭行政村"]
["363","龙潭台区","10kV",10.22,29.92,"轻载",{"v":202.005,"d":"202.01"},"否","木老元乡龙潭行政村"]
["364","鲁家寨台区","10kV",7.55,{"v":33.4,"d":"33.40"},"轻载",{"v":104.00625,"d":"104.01"},"否","木老元乡龙潭行政村"]
["365","麻场台区","10kV",5.8,27.47,"轻载",84.78,"否","木老元乡龙潭行政村"]
["366","新寨台区","10kV",6.94,36.12,"轻载",{"v":134.0064,"d":"134.01"},"否","木老元乡龙潭行政村"]
["367","水沟脚台区","10kV",2.46,24.53,"轻载",{"v":43.893,"d":"43.89"},"否","木老元乡木老元行政村"]
["368","小姜寨台变","10kV",1.79,11.46,"轻载",{"v":88.389,"d":"88.39"},"否","木老元乡哈寨行政村"]
["369","沙沟北1#台变","10kV",15.14,50.57,"轻载",{"v":240.5781,"d":"240.58"},"否","仁和镇仁和行政村"]
["370","沙沟北2#台变","10kV",8.43,24.82,"轻载",{"v":131.8608,"d":"131.86"},"否","仁和镇仁和行政村"]
["371","大芦子箐台变","10kV",8.99,38.12,"轻载",{"v":131.0544,"d":"131.05"},"否","仁和镇金鸭塘行政村"]
["372","和平A台变","10kV",4.95,28.09,"轻载",{"v":136.872,"d":"136.87"},"否","仁和镇银滚坡行政村"]
["373","和平B台变","10kV",4.61,19.91,"轻载",{"v":137.3616,"d":"137.36"},"否","仁和镇银滚坡行政村"]
["374","银滚坡台变","10kV",10.2,33.44,"轻载",80.82,"否","仁和镇银滚坡行政村"]
["375","大小水井台变","10kV",8.8,28.97,"轻载",{"v":102.6,"d":"102.60"},"否","仁和镇金鸭塘行政村"]
["376","浑水塘台变","10kV",8.07,32.57,"轻载",{"v":82.737,"d":"82.74"},"否","仁和镇金鸭塘行政村"]
["377","金鸭塘台变","10kV",7.35,23.75,"轻载",{"v":208.4625,"d":"208.46"},"否","仁和镇金鸭塘行政村"]
["378","大元头台变","10kV",7.49,27.66,"轻载",{"v":133.2144,"d":"133.21"},"否","仁和镇金鸭塘行政村"]
["379","小水井烤炉群台变","10kV",0.32,8.1,"轻载",{"v":44.856,"d":"44.86"},"否","仁和镇金鸭塘行政村"]
["380","火石坡台变","10kV",1.75,9.05,"轻载",{"v":88.425,"d":"88.43"},"否","仁和镇仁和行政村"]
["381","蒋家松林台变","10kV",5.27,18.62,"轻载",{"v":85.257,"d":"85.26"},"否","仁和镇仁和行政村"]
["382","徐家坡1#台变","10kV",7.24,30.36,"轻载",{"v":133.5744,"d":"133.57"},"否","仁和镇仁和行政村"]
["383","徐家坡2#台变","10kV",4.07,19.6,"轻载",{"v":43.1685,"d":"43.17"},"否","仁和镇仁和行政村"]
["384","半坡台变","10kV",11.37,66.1,"轻载",{"v":39.8835,"d":"39.88"},"否","仁和镇中和行政村"]
["385","新和台变","10kV",4.52,12.43,"轻载",214.83,"否","仁和镇中和行政村"]
["386","芦林台变","10kV",18.83,61.84,"轻载",{"v":146.106,"d":"146.11"},"否","仁和-勒平村-芦林"]
["387","昌和村1号台变","10kV",18.02,37.78,"轻载",{"v":147.564,"d":"147.56"},"否","仁和镇中和行政村"]
["388","土官1号台变","10kV",9.1,25.42,"轻载",{"v":257.7015,"d":"257.70"},"否","仁和镇中和行政村"]
["389","昌和村2号台变","10kV",12.92,39.61,"轻载",{"v":125.3952,"d":"125.40"},"否","仁和镇中和行政村"]
["390","土官2号台变","10kV",9.91,33.6,"轻载",{"v":202.7025,"d":"202.70"},"否","仁和镇中和行政村"]
["391","沙墩1#台变","10kV",10.23,39.36,"轻载",{"v":254.49795,"d":"254.50"},"否","仁和镇中和行政村"]
["392","沙墩2#台变","10kV",13.85,31.06,"轻载",{"v":193.8375,"d":"193.84"},"否","仁和镇中和行政村"]
["393","沙墩3#台变","10kV",8.93,23.08,"轻载",{"v":163.926,"d":"163.93"},"否","仁和镇中和行政村"]
["394","昌和村安置房","10kV",9.25,26.82,"轻载",{"v":326.7,"d":"326.70"},"否","仁和镇中和行政村"]
["395","磨石沟台变","10kV",6.45,33.6,"轻载",{"v":42.0975,"d":"42.10"},"否","仁和镇银滚坡行政村"]
["396","乌头水台变","10kV",4.82,18.38,"轻载",{"v":171.324,"d":"171.32"},"否","仁和镇金鸭塘行政村"]
["397","小芦子箐台变","10kV",6.98,35.41,"轻载",{"v":104.6475,"d":"104.65"},"否","仁和镇金鸭塘行政村"]
["398","磨石大寨台变","10kV",4.86,21.99,"轻载",{"v":68.5008,"d":"68.50"},"否","仁和镇银滚坡行政村"]
["399","中和烤炉群台变","10kV",0.03,0.04,"轻载",{"v":44.9865,"d":"44.99"},"否","仁和镇中和行政村"]
["400","沙沟南台变","10kV",10.77,29.99,"轻载",{"v":200.7675,"d":"200.77"},"否","仁和镇仁和行政村"]
["401","西坪北台变","10kV",7.55,20.33,"轻载",{"v":262.09575,"d":"262.10"},"否","仁和镇瓦房行政村"]
["402","西坪南台变","10kV",13.99,33.84,"轻载",{"v":243.83835,"d":"243.84"},"否","仁和镇瓦房行政村"]
["403","街西2#台变","10kV",16.84,38.08,"轻载",{"v":235.7586,"d":"235.76"},"否","仁和镇仁和行政村"]
["404","街东1#台变","10kV",25.15,56.61,"轻载",{"v":212.19975,"d":"212.20"},"否","仁和镇仁和行政村"]
["405","街东2#台变","10kV",21.5,46.84,"轻载",{"v":176.625,"d":"176.63"},"否","仁和镇仁和行政村"]
["406","街西1#台变","10kV",21.53,52.33,"轻载",{"v":222.46245,"d":"222.46"},"否","仁和镇仁和行政村"]
["407","街西3#台变","10kV",19.17,36.04,"轻载",{"v":145.494,"d":"145.49"},"否","仁和镇仁和行政村"]
["408","恒基地产1#台变","10kV",8.98,18.34,"轻载",{"v":655.344,"d":"655.34"},"否","仁和镇仁和行政村"]
["409","恒基地产2#台变","10kV",8.88,16.48,"轻载",{"v":656.064,"d":"656.06"},"否","仁和镇仁和行政村"]
["410","恒基地产3#台变","10kV",3.6,10.34,"轻载",694.08,"否","仁和镇仁和行政村"]
["411","恒基地产4#台变","10kV",6.71,16.27,"轻载",{"v":671.688,"d":"671.69"},"否","仁和镇仁和行政村"]
["412","白鹤村台变","10kV",8.38,20.39,"轻载",{"v":259.7427,"d":"259.74"},"否","仁和镇复兴行政村"]
["413","土马村台变","10kV",5.54,17.01,"轻载",{"v":267.7941,"d":"267.79"},"否","仁和镇复兴行政村"]
["414","下马村台变","10kV",15.79,47.35,"轻载",{"v":238.73535,"d":"238.74"},"否","仁和镇勒平行政村"]
["415","瓦邑村台变","10kV",18.45,50.72,"轻载",{"v":231.19425,"d":"231.19"},"否","仁和镇勒平行政村"]
["416","小勒平台变","10kV",15.87,42.38,"轻载",{"v":238.50855,"d":"238.51"},"否","仁和镇勒平行政村"]
["417","大勒平台变","10kV",18.22,66.66,"轻载",{"v":147.204,"d":"147.20"},"否","仁和镇勒平行政村"]
["418","小东山台变","10kV",10.16,24.75,"轻载",{"v":254.6964,"d":"254.70"},"否","仁和镇复兴行政村"]
["419","翠岩寺台变","10kV",9.91,25.33,"轻载",{"v":202.7025,"d":"202.70"},"否","仁和镇复兴行政村"]
["420","鲁寨台变","10kV",4.81,16.85,"轻载",{"v":137.0736,"d":"137.07"},"否","仁和镇复兴行政村"]
["421","大山凹台变","10kV",4.53,21.13,"轻载",{"v":85.923,"d":"85.92"},"否","仁和镇复兴行政村"]
["422","李家村1#台变","10kV",9.22,27.45,"轻载",{"v":130.7232,"d":"130.72"},"否","仁和镇热水塘行政村"]
["423","李家村2#台变","10kV",13.02,35.35,"轻载",{"v":195.705,"d":"195.71"},"否","仁和镇热水塘行政村"]
["424","小河边1#台变","10kV",7.97,21.28,"轻载",{"v":260.90505,"d":"260.91"},"否","仁和镇热水塘行政村"]
["425","小河边2#台变","10kV",10.68,37.2,"轻载",{"v":253.2222,"d":"253.22"},"否","仁和镇热水塘行政村"]
["426","龙家村台变","10kV",8.72,23.29,"轻载",{"v":258.7788,"d":"258.78"},"否","仁和镇热水塘行政村"]
["427","卖糖村台变","10kV",5.78,19.34,"轻载",{"v":169.596,"d":"169.60"},"否","仁和镇热水塘行政村"]
["428","热水塘南1#台变","10kV",10.69,26.45,"轻载",{"v":253.19385,"d":"253.19"},"否","仁和镇热水塘行政村"]
["429","热水塘南2#台变","10kV",5.5,17.27,"轻载",{"v":267.9075,"d":"267.91"},"否","仁和镇热水塘行政村"]
["430","热水塘北1#台变","10kV",9.41,30.53,"轻载",{"v":203.8275,"d":"203.83"},"否","仁和镇热水塘行政村"]
["431","热水塘北2#台变","10kV",7.84,18.3,"轻载",{"v":261.2736,"d":"261.27"},"否","仁和镇热水塘行政村"]
["432","大树脚台变","10kV",8.22,21.75,"轻载",{"v":260.1963,"d":"260.20"},"否","仁和镇复兴行政村"]
["433","老关庙台变","10kV",9.83,24.87,"轻载",{"v":255.63195,"d":"255.63"},"否","仁和镇复兴行政村"]
["434","交邑一社台变","10kV",3.69,18.43,"轻载",{"v":216.6975,"d":"216.70"},"否","仁和镇交邑行政村"]
["435","交邑山台变","10kV",3.38,17.83,"轻载",{"v":173.916,"d":"173.92"},"否","仁和镇交邑行政村"]
["436","上山后台变","10kV",2.2,9.34,"轻载",{"v":140.832,"d":"140.83"},"否","仁和镇交邑行政村"]
["437","交邑二社台变","10kV",5.18,16.03,"轻载",{"v":136.5408,"d":"136.54"},"否","仁和镇交邑行政村"]
["438","下山后台变","10kV",21.69,12.89,"轻载",{"v":112.7664,"d":"112.77"},"否","仁和镇交邑行政村"]
["439","架杆台变","10kV",8.05,23.38,"轻载",165.51,"否","仁和镇交邑行政村"]
["440","梳匠台变","10kV",3.7,17.47,"轻载",86.67,"否","仁和镇杨家山行政村"]
["441","田基台变","10kV",3.37,17.57,"轻载",{"v":217.4175,"d":"217.42"},"否","仁和镇杨家山行政村"]
["442","小满田台变","10kV",8.61,38.28,"轻载",{"v":41.1255,"d":"41.13"},"否","仁和镇杨家山行政村"]
["443","伙头村台变","10kV",7.87,29.63,"轻载",{"v":82.917,"d":"82.92"},"否","仁和镇杨家山行政村"]
["444","李家寺台变","10kV",8.16,31.65,"轻载",{"v":260.3664,"d":"260.37"},"否","仁和镇杨家山行政村"]
["445","杨家山台变","10kV",8.75,28.21,"轻载",{"v":258.69375,"d":"258.69"},"否","仁和镇杨家山行政村"]
["446","权头台变","10kV",4.67,18.68,"轻载",{"v":137.2752,"d":"137.28"},"否","仁和镇杨家山行政村"]
["447","回子龙台变","10kV",5.35,39.36,"轻载",{"v":42.5925,"d":"42.59"},"否","仁和镇杨家山行政村"]
["448","风吹山台变","10kV",7.88,40.8,"轻载",{"v":24.8724,"d":"24.87"},"否","仁和镇杨家山行政村"]
["449","黑箐台变","10kV",3.01,14.98,"轻载",{"v":109.11375,"d":"109.11"},"否","仁和镇杨家山行政村"]
["450","联合台变","10kV",5.44,33.35,"轻载",{"v":85.104,"d":"85.10"},"否","仁和镇杨家山行政村"]
["451","马水坡台变","10kV",3.65,13.5,"轻载",{"v":216.7875,"d":"216.79"},"否","仁和镇杨家山行政村"]
["452","梨树脚台变","10kV",9.35,36.42,"轻载",{"v":101.98125,"d":"101.98"},"否","仁和镇丛杆行政村"]
["453","丛杆台变","10kV",7.4,46.62,"轻载",83.34,"否","仁和镇丛杆行政村"]
["454","大寨子台变","10kV",9.78,37.45,"轻载",{"v":101.4975,"d":"101.50"},"否","仁和镇丛杆行政村"]
["455","吃水洞台变","10kV",7.25,35.51,"轻载",133.56,"否","仁和镇丛杆行政村"]
["456","王献山台变","10kV",3.71,46.41,"轻载",{"v":69.3288,"d":"69.33"},"否","仁和镇菠萝登行政村"]
["457","肖家台变","10kV",9.44,36.78,"轻载",{"v":65.2032,"d":"65.20"},"否","仁和镇菠萝登行政村"]
["458","寺登台变","10kV",8.73,35.91,"轻载",{"v":82.143,"d":"82.14"},"否","仁和镇菠萝登行政村"]
["459","石头路台变","10kV",5.13,20.01,"轻载",{"v":106.72875,"d":"106.73"},"否","仁和镇菠萝登行政村"]
["460","打佰故台变","10kV",6.89,29.03,"轻载",{"v":104.74875,"d":"104.75"},"否","仁和镇菠萝登行政村"]
["461","菠萝登台变","10kV",7.64,25.46,"轻载",{"v":166.248,"d":"166.25"},"否","仁和镇菠萝登行政村"]
["462","农场炉群台变","10kV",0.03,12.7,"轻载",{"v":26.9919,"d":"26.99"},"否","仁和镇菠萝登行政村"]
["463","腰子塘台变","10kV",8.21,19.94,"轻载",{"v":66.0888,"d":"66.09"},"否","仁和镇菠萝登行政村"]
["464","大明邑台变","10kV",7.53,31.48,"轻载",{"v":104.02875,"d":"104.03"},"否","仁和镇菠萝登行政村"]
["465","大梨树台变","10kV",9.94,29.79,"轻载",{"v":101.3175,"d":"101.32"},"否","仁和镇菠萝登行政村"]
["466","河一河二台变","10kV",4.26,22.19,"轻载",{"v":68.9328,"d":"68.93"},"否","仁和镇菠萝登行政村"]
["467","坡脚台变","10kV",6.46,42.88,"轻载",{"v":42.093,"d":"42.09"},"否","仁和镇茨菇行政村"]
["468","坡脚2#台变","10kV",0.13,1.23,"轻载",{"v":26.9649,"d":"26.96"},"否","仁和镇茨菇行政村"]
["469","坟山台变","10kV",8.97,36.74,"轻载",{"v":81.927,"d":"81.93"},"否","仁和镇茨菇行政村"]
["470","茨菇台变","10kV",12.02,34.8,"轻载",{"v":39.591,"d":"39.59"},"否","仁和镇茨菇行政村"]
["471","葛根山台变","10kV",19.22,65.7,"轻载",{"v":58.1616,"d":"58.16"},"否","仁和镇茨菇行政村"]
["472","坡头台变","10kV",22.1,72.42,"轻载",{"v":35.055,"d":"35.06"},"否","仁和镇茨菇行政村"]
["473","大麦地坪子台变","10kV",2.72,45.53,"轻载",{"v":26.2656,"d":"26.27"},"否","仁和镇茨菇行政村"]
["474","田坝心台变","10kV",7.33,26.31,"轻载",{"v":133.4448,"d":"133.44"},"否","仁和镇热水塘行政村"]
["475","石坝台变","10kV",16.81,37.24,"轻载",{"v":119.7936,"d":"119.79"},"否","仁和镇热水塘行政村"]
["476","大明邑安置房台变","10kV",9,28.72,"轻载",204.75,"否","仁和镇菠萝登行政村"]
["477","杨家村台变","10kV",18.4,46.68,"轻载",73.44,"否","仁和镇热水塘行政村"]
["478","大松林台变","10kV",2.24,13.42,"轻载",109.98,"否","仁和镇菠萝登行政村"]
["479","半坡移民搬迁台变","10kV",18.11,63.06,"轻载",{"v":58.9608,"d":"58.96"},"否","仁和镇瓦房行政村"]
["480","河湾子台变","10kV",10.77,33.15,"轻载",{"v":40.1535,"d":"40.15"},"否","仁和镇瓦房行政村"]
["481","瓦房村1#台变","10kV",9.12,24.72,"轻载",{"v":257.6448,"d":"257.64"},"否","仁和镇瓦房行政村"]
["482","瓦房村2#台变","10kV",11.86,30.4,"轻载",{"v":249.8769,"d":"249.88"},"否","仁和镇瓦房行政村"]
["483","大山脚台变","10kV",8.86,29.43,"轻载",{"v":258.3819,"d":"258.38"},"否","仁和镇瓦房行政村"]
["484","小山脚台变","10kV",10.38,32.35,"轻载",{"v":80.658,"d":"80.66"},"否","仁和镇瓦房行政村"]
["485","摆马1#台变","10kV",21.32,56.03,"轻载",{"v":283.248,"d":"283.25"},"否","姚关镇摆马行政村"]
["486","摆马2#台变","10kV",14.58,45.03,"轻载",{"v":242.1657,"d":"242.17"},"否","姚关镇摆马行政村"]
["487","摆马3#台变","10kV",14.62,62.71,"轻载",{"v":76.842,"d":"76.84"},"否","姚关镇摆马行政村"]
["488","郑家寨1#台变","10kV",11.11,40.44,"轻载",{"v":128.0016,"d":"128.00"},"否","姚关镇摆马行政村"]
["489","郑家寨2#台变","10kV",7.41,49.96,"轻载",{"v":133.3296,"d":"133.33"},"否","姚关镇摆马行政村"]
["490","李打寨1#台变","10kV",6.31,30.9,"轻载",{"v":67.4568,"d":"67.46"},"否","姚关镇摆马行政村"]
["491","李打寨2#台变","10kV",8.64,58.74,"轻载",{"v":24.6672,"d":"24.67"},"否","姚关镇摆马行政村"]
["492","河尾1#台变","10kV",13.28,39.17,"轻载",195.12,"否","姚关镇河尾行政村"]
["493","河尾2#台变","10kV",15.44,56.98,"轻载",{"v":121.7664,"d":"121.77"},"否","姚关镇河尾行政村"]
["494","河尾3#台变","10kV",14.98,43.28,"轻载",{"v":153.036,"d":"153.04"},"否","姚关镇河尾行政村"]
["495","马鞍山台变","10kV",{"v":6.6,"d":"6.60"},34.71,"轻载",{"v":67.248,"d":"67.25"},"否","姚关镇河尾行政村"]
["496","石坝1#台变","10kV",11.99,36.67,"轻载",{"v":198.0225,"d":"198.02"},"否","姚关镇河尾行政村"]
["497","石坝2#台变","10kV",16.18,69.04,"轻载",{"v":60.3504,"d":"60.35"},"否","姚关镇河尾行政村"]
["498","大寨1#台变","10kV",15.22,{"v":44.9,"d":"44.90"},"轻载",{"v":190.755,"d":"190.76"},"否","姚关镇陡坡行政村"]
["499","大寨2#台变","10kV",{"v":5.4,"d":"5.40"},26.76,"轻载",170.28,"否","姚关镇陡坡行政村"]
["500","大柳水1#台变","10kV",6.82,{"v":29.2,"d":"29.20"},"轻载",{"v":134.1792,"d":"134.18"},"否","姚关镇大柳水行政村"]
["501","大柳水2#台变","10kV",6.47,30.78,"轻载",{"v":134.6832,"d":"134.68"},"否","姚关镇大柳水行政村"]
["502","小黑箐台变","10kV",2.11,47.23,"轻载",{"v":88.101,"d":"88.10"},"否","姚关镇陡坡行政村"]
["503","石井台变","10kV",16.52,73.58,"轻载",{"v":37.566,"d":"37.57"},"否","姚关镇陡坡行政村"]
["504","陡坡羊火塘台变","10kV",4.83,27.21,"轻载",{"v":107.06625,"d":"107.07"},"否","姚关镇陡坡行政村"]
["505","陡坡台变","10kV",{"v":5,"d":"5.00"},37.66,"轻载",{"v":85.5,"d":"85.50"},"否","姚关镇陡坡行政村"]
["506","吴家台变","10kV",3.93,28.04,"轻载",{"v":216.1575,"d":"216.16"},"否","姚关镇陡坡行政村"]
["507","团山头台变","10kV",16.55,68.82,"轻载",{"v":60.084,"d":"60.08"},"否","姚关镇陡坡行政村"]
["508","朝天洞台变","10kV",7.91,26.59,"轻载",{"v":82.881,"d":"82.88"},"否","姚关镇陡坡行政村"]
["509","大平地台变","10kV",5.05,28.86,"轻载",170.91,"否","姚关镇陡坡行政村"]
["510","瓦窑台变","10kV",12.29,44.22,"轻载",{"v":197.3475,"d":"197.35"},"否","姚关镇瓦窑行政村"]
["511","相见湾台变","10kV",6.55,30.99,"轻载",{"v":134.568,"d":"134.57"},"否","姚关镇瓦窑行政村"]
["512","茨竹水台变","10kV",5.74,26.86,"轻载",{"v":84.834,"d":"84.83"},"否","姚关镇瓦窑行政村"]
["513","靠山台变","10kV",9.3,98.52,"轻载",{"v":24.489,"d":"24.49"},"否","姚关镇瓦窑行政村"]
["514","荨马水1#台变","10kV",9.48,48.52,"轻载",{"v":81.468,"d":"81.47"},"否","姚关镇瓦窑行政村"]
["515","荨马水台变","10kV",12.07,47.54,"轻载",{"v":126.6192,"d":"126.62"},"否","姚关镇瓦窑行政村"]
["516","鹰蹲山台变","10kV",7.83,59.22,"轻载",{"v":24.8859,"d":"24.89"},"否","姚关镇瓦窑行政村"]
["517","迤大坝台变","10kV",8.46,28.87,"轻载",{"v":164.772,"d":"164.77"},"否","姚关镇瓦窑行政村"]
["518","大坝台变","10kV",6.47,34.39,"轻载",{"v":265.15755,"d":"265.16"},"否","姚关镇瓦窑行政村"]
["519","椿头树台变","10kV",5.69,34.46,"轻载",{"v":84.879,"d":"84.88"},"否","姚关镇雷打树行政村"]
["520","黑水台变","10kV",6.57,38.56,"轻载",{"v":84.087,"d":"84.09"},"否","姚关镇雷打树行政村"]
["521","雷打树台变","10kV",13.98,51.87,"轻载",{"v":154.836,"d":"154.84"},"否","姚关镇雷打树行政村"]
["522","秧草塘台变","10kV",7.17,38.63,"轻载",{"v":133.6752,"d":"133.68"},"否","姚关镇雷打树行政村"]
["523","铜厂台变","10kV",7.28,28.19,"轻载",{"v":133.5168,"d":"133.52"},"否","姚关镇雷打树行政村"]
["524","雀水台变","10kV",9.77,33.11,"轻载",{"v":162.414,"d":"162.41"},"否","姚关镇雷打树行政村"]
["525","兑打关台变","10kV",9.13,37.44,"轻载",{"v":81.783,"d":"81.78"},"否","姚关镇雷打树行政村"]
["526","城墙台变","10kV",4.22,29.56,"轻载",{"v":43.101,"d":"43.10"},"否","姚关镇大岭岗行政村"]
["527","大岭岗台变","10kV",9.08,48.38,"轻载",{"v":65.4624,"d":"65.46"},"否","姚关镇大岭岗行政村"]
["528","湾子田台变","10kV",10.13,47.93,"轻载",{"v":64.7064,"d":"64.71"},"否","姚关镇大岭岗行政村"]
["529","大关箐1#台变","10kV",5.71,27.23,"轻载",{"v":84.861,"d":"84.86"},"否","姚关镇大岭岗行政村"]
["530","大关箐2#台变","10kV",9.39,42.21,"轻载",{"v":65.2392,"d":"65.24"},"否","姚关镇大岭岗行政村"]
["531","荒田台变","10kV",6.45,28.96,"轻载",{"v":84.195,"d":"84.20"},"否","姚关镇大岭岗行政村"]
["532","平头田台变","10kV",4.01,27.47,"轻载",{"v":69.1128,"d":"69.11"},"否","姚关镇大岭岗行政村"]
["533","芹菜塘台变","10kV",15.29,162.4,"轻载",{"v":38.1195,"d":"38.12"},"否","姚关镇大岭岗行政村"]
["534","平场地台变","10kV",6.19,27.64,"轻载",{"v":67.5432,"d":"67.54"},"否","姚关镇大岭岗行政村"]
["535","栗柴坡台变","10kV",13.57,55.44,"轻载",{"v":38.8935,"d":"38.89"},"否","姚关镇大岭岗行政村"]
["536","大岭岗羊火塘台变","10kV",0.98,12.73,"轻载",{"v":44.559,"d":"44.56"},"否","姚关镇大岭岗行政村"]
["537","干沟1#台变","10kV",14.4,61.02,"轻载",77.04,"否","姚关镇大乌邑行政村"]
["538","干沟2#台变","10kV",8.77,43.29,"轻载",{"v":164.214,"d":"164.21"},"否","姚关镇大乌邑行政村"]
["539","大乌邑1#台变","10kV",15.02,41.1,"轻载",{"v":152.964,"d":"152.96"},"否","姚关镇大乌邑行政村"]
["540","大乌邑2#台变","10kV",7.08,24.88,"轻载",{"v":167.256,"d":"167.26"},"否","姚关镇大乌邑行政村"]
["541","小乌邑1#台变","10kV",18.94,62.3,"轻载",{"v":229.8051,"d":"229.81"},"否","姚关镇大乌邑行政村"]
["542","小乌邑2#台变","10kV",8.09,55.04,"轻载",{"v":82.719,"d":"82.72"},"否","姚关镇大乌邑行政村"]
["543","大黑石头1#台变","10kV",5.07,18.91,"轻载",{"v":269.12655,"d":"269.13"},"否","姚关镇大乌邑行政村"]
["544","大黑石头2#台变","10kV",11.7,37.29,"轻载",{"v":250.3305,"d":"250.33"},"否","姚关镇大乌邑行政村"]
["545","小黑石头台变","10kV",16.64,53.64,"轻载",187.56,"否","姚关镇大乌邑行政村"]
["546","小汉庄1#台变","10kV",11.68,44.92,"轻载",{"v":250.3872,"d":"250.39"},"否","姚关镇蒜园行政村"]
["547","小汉庄2#台变","10kV",15.49,47.37,"轻载",{"v":239.58585,"d":"239.59"},"否","姚关镇蒜园行政村"]
["548","大汉庄1#台变","10kV",12.37,41.32,"轻载",{"v":157.734,"d":"157.73"},"否","姚关镇蒜园行政村"]
["549","大汉庄2#台变","10kV",28.06,74.88,"轻载",{"v":129.492,"d":"129.49"},"否","姚关镇蒜园行政村"]
["550","蒜园中寨台变","10kV",5.84,24.41,"轻载",{"v":266.9436,"d":"266.94"},"否","姚关镇蒜园行政村"]
["551","蒜园上寨台变","10kV",16.72,52.45,"轻载",187.38,"否","姚关镇蒜园行政村"]
["552","黄泥坎台变","10kV",9.28,30.45,"轻载",{"v":257.1912,"d":"257.19"},"否","姚关镇蒜园行政村"]
["553","私油庄台变","10kV",12.19,37.34,"轻载",{"v":197.5725,"d":"197.57"},"否","姚关镇蒜园行政村"]
["554","龙平寺台变","10kV",13.83,41.91,"轻载",{"v":155.106,"d":"155.11"},"否","姚关镇蒜园行政村"]
["555","蒜园下寨台变","10kV",11.9,38.39,"轻载",{"v":198.225,"d":"198.23"},"否","姚关镇蒜园行政村"]
["556","私油庄移民新村","10kV",9.87,59.51,"轻载",{"v":64.8936,"d":"64.89"},"否","姚关镇蒜园行政村"]
["557","水镇1#台变","10kV",2.31,6.53,"轻载",{"v":351.684,"d":"351.68"},"否","姚关镇大乌邑行政村"]
["558","水镇2#台变","10kV",6.66,21.26,"轻载",{"v":336.024,"d":"336.02"},"否","姚关镇大乌邑行政村"]
["559","飞龙洞台变","10kV",45.68,88.92,"经济运行",122.22,"否","姚关镇姚关行政村"]
["560","供电所台变","10kV",10.5,41.81,"轻载",{"v":253.7325,"d":"253.73"},"否","姚关镇姚关行政村"]
["561","天河桥台变","10kV",13.14,49.41,"轻载",{"v":156.348,"d":"156.35"},"否","姚关镇姚关行政村"]
["562","姚关水镇古镇1#台变","10kV",2.71,6.58,"轻载",875.61,"否","姚关镇姚关行政村"]
["563","姚关水镇古镇2#台变","10kV",2.35,7.29,"轻载",703.08,"否","姚关镇姚关行政村"]
["564","山邑1#台变","10kV",15.28,47.78,"轻载",{"v":121.9968,"d":"122.00"},"否","姚关镇山邑行政村"]
["565","山邑2#台变","10kV",{"v":14.1,"d":"14.10"},47.43,"轻载",{"v":193.275,"d":"193.28"},"否","姚关镇山邑行政村"]
["566","孔水台变","10kV",13.97,41.61,"轻载",{"v":193.5675,"d":"193.57"},"否","姚关镇山邑行政村"]
["567","马家台变","10kV",7.6,33.38,"轻载",166.32,"否","姚关镇山邑行政村"]
["568","马家新农村台变","10kV",12.11,53,"轻载",{"v":63.2808,"d":"63.28"},"否","姚关镇山邑行政村"]
["569","堆果台变","10kV",5.58,23.03,"轻载",{"v":169.956,"d":"169.96"},"否","姚关镇山邑行政村"]
["570","上坪村台变","10kV",9.3,34.59,"轻载",163.26,"否","姚关镇山邑行政村"]
["571","朱市冲1#台变","10kV",10.84,36.25,"轻载",{"v":252.7686,"d":"252.77"},"否","姚关镇山邑行政村"]
["572","朱市冲2#台变","10kV",15.22,52.65,"轻载",{"v":122.0832,"d":"122.08"},"否","姚关镇山邑行政村"]
["573","山后田台变","10kV",22.83,62.93,"轻载",{"v":69.453,"d":"69.45"},"否","姚关镇山邑行政村"]
["574","杨家村台变","10kV",25.38,63.43,"轻载",{"v":211.5477,"d":"211.55"},"否","姚关镇山邑行政村"]
["575","朱市冲移民村台变","10kV",8.66,26.87,"轻载",{"v":328.824,"d":"328.82"},"否","姚关镇山邑行政村"]
["576","上吴家庄台变","10kV",8.36,31.34,"轻载",{"v":164.952,"d":"164.95"},"否","姚关镇富阳行政村"]
["577","下吴家庄台变","10kV",12.8,50.57,"轻载",156.96,"否","姚关镇富阳行政村"]
["578","墩子1#台变","10kV",14.4,45.33,"轻载",{"v":242.676,"d":"242.68"},"否","姚关镇富阳行政村"]
["579","墩子2#台变","10kV",18.76,57.09,"轻载",182.79,"否","姚关镇富阳行政村"]
["580","西上台变","10kV",10.69,32.41,"轻载",{"v":253.19385,"d":"253.19"},"否","姚关镇富阳行政村"]
["581","观音寺台变","10kV",21.71,68.92,"轻载",{"v":221.95215,"d":"221.95"},"否","姚关镇富阳行政村"]
["582","董龙村1#台变","10kV",6.9,22.58,"轻载",{"v":263.9385,"d":"263.94"},"否","姚关镇富阳行政村"]
["583","董龙村2#台变","10kV",8.34,29.76,"轻载",{"v":206.235,"d":"206.24"},"否","姚关镇富阳行政村"]
["584","董龙村3#台变","10kV",3.63,37.09,"轻载",{"v":86.733,"d":"86.73"},"否","姚关镇富阳行政村"]
["585","黑龙塘台变","10kV",8.71,27.88,"轻载",{"v":164.322,"d":"164.32"},"否","万兴乡万兴行政村"]
["586","牛头坡台变","10kV",26.56,56.81,"轻载",{"v":208.2024,"d":"208.20"},"否","姚关镇姚关行政村"]
["587","步行街台变","10kV",27.94,70.2,"轻载",{"v":162.135,"d":"162.14"},"否","姚关镇姚关行政村"]
["588","荷花塘台变 ","10kV",30.65,58.1,"经济运行",249.66,"否","姚关镇姚关行政村"]
["589","法院台变","10kV",18.08,47.88,"轻载",{"v":232.2432,"d":"232.24"},"否","姚关镇姚关行政村"]
["590","乡镇府台变","10kV",9.41,27.06,"轻载",{"v":130.4496,"d":"130.45"},"否","姚关镇姚关行政村"]
["591","吴家坟台变","10kV",13.04,31.59,"轻载",{"v":246.5316,"d":"246.53"},"否","姚关镇姚关行政村"]
["592","粮管所台变","10kV",10.82,34.34,"轻载",{"v":200.655,"d":"200.66"},"否","姚关镇姚关行政村"]
["593","枧槽坝台变","10kV",14.87,47.41,"轻载",{"v":153.234,"d":"153.23"},"否","姚关镇姚关行政村"]
["594","乐家坛子台变","10kV",14.12,36.16,"轻载",{"v":243.4698,"d":"243.47"},"否","姚关镇姚关行政村"]
["595","粮贸市场台变","10kV",16.02,66.39,"轻载",{"v":188.955,"d":"188.96"},"否","姚关镇姚关行政村"]
["596","三眼桥台变","10kV",26.53,86.12,"轻载",{"v":105.7968,"d":"105.80"},"否","姚关镇姚关行政村"]
["597","杨美寨1#台变","10kV",12.94,41.14,"轻载",{"v":195.885,"d":"195.89"},"否","姚关镇杨美寨行政村"]
["598","杨美寨2#台变","10kV",10.34,33.51,"轻载",{"v":201.735,"d":"201.74"},"否","姚关镇杨美寨行政村"]
["599","杨美寨3#台变","10kV",18.56,53.29,"轻载",{"v":117.2736,"d":"117.27"},"否","姚关镇杨美寨行政村"]
["600","大寨台变","10kV",16.52,53.63,"轻载",{"v":150.264,"d":"150.26"},"否","姚关镇杨美寨行政村"]
["601","富家寨台变","10kV",14.96,46.7,"轻载",{"v":241.0884,"d":"241.09"},"否","姚关镇杨美寨行政村"]
["602","上山后台变","10kV",14,44.16,"轻载",{"v":193.5,"d":"193.50"},"否","姚关镇杨美寨行政村"]
["603","下山后台变","10kV",14.61,50.04,"轻载",{"v":192.1275,"d":"192.13"},"否","姚关镇杨美寨行政村"]
["604","水平台变","10kV",15.22,51.6,"轻载",{"v":152.604,"d":"152.60"},"否","姚关镇杨美寨行政村"]
["605","三个山台变","10kV",5.65,29.37,"轻载",{"v":25.4745,"d":"25.47"},"否","姚关镇杨美寨行政村"]
["606","百草林台变","10kV",7.11,28.53,"轻载",{"v":104.50125,"d":"104.50"},"否","姚关镇杨美寨行政村"]
["607","关东台变","10kV",11.3,41.85,"轻载",{"v":99.7875,"d":"99.79"},"否","姚关镇杨美寨行政村"]
["608","石门坎台变","10kV",2.77,49.15,"轻载",{"v":26.2521,"d":"26.25"},"否","摆榔乡尖山行政村"]
["609","三月街台变","10kV",25.16,57.9,"轻载",{"v":212.1714,"d":"212.17"},"否","姚关镇姚关行政村"]
["610","乾元广场台变","10kV",35.11,67.44,"经济运行",{"v":183.96315,"d":"183.96"},"否","姚关镇姚关行政村"]
["611","双龙台变","10kV",13.71,{"v":0.4561,"d":"45.61%"},"轻载",{"v":62.1288,"d":"62.13"},"否","旧城乡旧城行政村"]
["612","旮旯坝台变","10kV",24.25,{"v":0.6344,"d":"63.44%"},"轻载",109.08,"否","旧城乡旧城行政村"]
["613","清水台变","10kV",32.34,{"v":0.8277,"d":"82.77%"},"经济运行",{"v":121.788,"d":"121.79"},"否","旧城乡大田坝行政村"]
["614","大田坝台变","10kV",9.73,{"v":0.5685,"d":"56.85%"},"轻载",{"v":162.486,"d":"162.49"},"否","旧城乡大田坝行政村"]
["615","大田坝1组台变","10kV",10,{"v":0.3898,"d":"38.98%"},"轻载",{"v":40.5,"d":"40.50"},"否","旧城乡大田坝行政村"]
["616","老寨子台变","10kV",12.7,{"v":0.5298,"d":"52.98%"},"轻载",{"v":196.425,"d":"196.43"},"否","旧城乡大田坝行政村"]
["617","坪坡台变","10kV",11.07,{"v":0.3794,"d":"37.94%"},"轻载",{"v":160.074,"d":"160.07"},"否","旧城乡大田坝行政村"]
["618","大新田台变","10kV",11.74,{"v":0.3999,"d":"39.99%"},"轻载",{"v":23.8302,"d":"23.83"},"否","旧城乡大田坝行政村"]
["619","虫窝树1#台变","10kV",7.25,{"v":0.58111,"d":"58.11%"},"轻载",{"v":25.0425,"d":"25.04"},"否","旧城乡大田坝行政村"]
["620","虫窝树2#台变","10kV",10.97,{"v":0.5549,"d":"55.49%"},"轻载",{"v":128.2032,"d":"128.20"},"否","旧城乡大田坝行政村"]
["621","虫窝树3#台变","10kV",9.14,{"v":0.4133,"d":"41.33%"},"轻载",{"v":65.4192,"d":"65.42"},"否","旧城乡大田坝行政村"]
["622","松林山台变","10kV",4.97,{"v":0.6186,"d":"61.86%"},"轻载",{"v":25.6581,"d":"25.66"},"否","旧城乡大田坝行政村"]
["623","大田坝新农村台变","10kV",1.12,{"v":0.2119,"d":"21.19%"},"轻载",{"v":88.992,"d":"88.99"},"否","旧城乡大田坝行政村"]
["624","杆子坝台变","10kV",9.22,80.64,"轻载",{"v":24.5106,"d":"24.51"},"否","旧城乡大田坝行政村"]
["625","新街台变","10kV",11.47,{"v":0.5183,"d":"51.83%"},"轻载",{"v":250.98255,"d":"250.98"},"否","旧城乡新街行政村"]
["626","洗马沟台变","10kV",17.49,{"v":0.5779,"d":"57.79%"},"轻载",{"v":118.8144,"d":"118.81"},"否","旧城乡新街行政村"]
["627","钟寨台变","10kV",{"v":17.2,"d":"17.20"},{"v":0.7698,"d":"76.98%"},"轻载",{"v":119.232,"d":"119.23"},"否","旧城乡新街行政村"]
["628","火草林1#台变","10kV",4.82,{"v":0.4768,"d":"47.68%"},"轻载",{"v":68.5296,"d":"68.53"},"否","旧城乡新街行政村"]
["629","玉林台变","10kV",5.4,{"v":0.2039,"d":"20.39%"},"轻载",{"v":136.224,"d":"136.22"},"否","旧城乡新街行政村"]
["630","新联台变","10kV",5.74,{"v":0.268,"d":"26.80%"},"轻载",{"v":135.7344,"d":"135.73"},"否","旧城乡新街行政村"]
["631","龙在地1#台变","10kV",12.3,{"v":0.5898,"d":"58.98%"},"轻载",{"v":63.144,"d":"63.14"},"否","旧城乡新街行政村"]
["632","龙在地2#台变","10kV",11.17,{"v":1.191,"d":"119.10%"},"轻载",{"v":63.9576,"d":"63.96"},"否","旧城乡新街行政村"]
["633","老坝娥1#台变","10kV",6.9,{"v":0.4347,"d":"43.47%"},"轻载",{"v":263.9385,"d":"263.94"},"否","旧城乡新街行政村"]
["634","老坝娥2#台变","10kV",6.14,{"v":0.3901,"d":"39.01%"},"轻载",{"v":135.1584,"d":"135.16"},"否","旧城乡新街行政村"]
["635","老坝娥3#台变","10kV",{"v":8.5,"d":"8.50"},{"v":0.34,"d":"34%"},"轻载",{"v":164.7,"d":"164.70"},"否","旧城乡新街行政村"]
["636","秋架台变","10kV",{"v":9,"d":"9.00"},{"v":0.3632,"d":"36.32%"},"轻载",{"v":102.375,"d":"102.38"},"否","旧城乡新街行政村"]
["637","芦蒿坝台变","10kV",{"v":10.5,"d":"10.50"},{"v":0.424,"d":"42.40%"},"轻载",{"v":40.275,"d":"40.28"},"否","旧城乡新街行政村"]
["638","尖山台变","10kV",9.78,{"v":0.3376,"d":"33.76%"},"轻载",{"v":202.995,"d":"203.00"},"否","旧城乡新街行政村"]
["639","龙塘台变","10kV",5.93,{"v":0.3248,"d":"32.48%"},"轻载",{"v":135.4608,"d":"135.46"},"否","旧城乡旧城行政村"]
["640","赧空台变","10kV",10.35,{"v":0.6162,"d":"61.62%"},"轻载",{"v":254.15775,"d":"254.16"},"否","旧城乡旧城行政村"]
["641","蚌柳台变","10kV",5.6,{"v":0.4676,"d":"46.76%"},"轻载",84.96,"否","旧城乡旧城行政村"]
["642","龙潭2#台变","10kV",17.05,{"v":0.5577,"d":"55.77%"},"轻载",{"v":186.6375,"d":"186.64"},"否","旧城乡旧城行政村"]
["643","四增地台变","10kV",7.06,{"v":0.4302,"d":"43.02%"},"轻载",{"v":209.115,"d":"209.12"},"否","旧城乡芭蕉林行政村"]
["644","洼子寨台变","10kV",8.36,{"v":0.4216,"d":"42.16%"},"轻载",{"v":41.238,"d":"41.24"},"否","旧城乡芭蕉林行政村"]
["645","新由旺芒埂台变","10kV",14.47,{"v":0.6959,"d":"69.59%"},"轻载",{"v":242.47755,"d":"242.48"},"否","旧城乡旧城行政村"]
["646","象塘台变","10kV",12.02,{"v":0.943,"d":"94.30%"},"轻载",{"v":197.955,"d":"197.96"},"否","旧城乡旧城行政村"]
["647","旧城街道1#台变","10kV",{"v":10.3,"d":"10.30"},{"v":1.0189,"d":"101.89%"},"轻载",{"v":254.2995,"d":"254.30"},"否","旧城乡旧城行政村"]
["648","旧城街道2#台变","10kV",11.54,{"v":1.0413,"d":"104.13%"},"轻载",{"v":250.7841,"d":"250.78"},"否","旧城乡旧城行政村"]
["649","旧城街道3#台变","10kV",4.75,{"v":0.2822,"d":"28.22%"},"轻载",{"v":342.9,"d":"342.90"},"否","旧城乡旧城行政村"]
["650","旧城街道4#台变","10kV",9.86,{"v":0.4359,"d":"43.59%"},"轻载",{"v":202.815,"d":"202.82"},"否","旧城乡旧城行政村"]
["651","大湾子田台变","10kV",8.06,{"v":0.6078,"d":"60.78%"},"轻载",{"v":206.865,"d":"206.87"},"否","旧城乡旧城行政村"]
["652","街头新农村台变","10kV",2,{"v":0.2582,"d":"25.82%"},"轻载",141.12,"否","旧城乡旧城行政村"]
["653","集镇安置点1#台变","10kV",9.21,{"v":0.4075,"d":"40.75%"},"轻载",{"v":257.38965,"d":"257.39"},"否","旧城乡旧城行政村"]
["654","集镇安置点2#台变","10kV",16.2,{"v":0.4047,"d":"40.47%"},"轻载",301.68,"否","旧城乡旧城行政村"]
["655","老城子台变","10kV",7.15,{"v":0.4391,"d":"43.91%"},"轻载",334.26,"否","旧城乡芒别行政村"]
["656","磨房田台变","10kV",5.2,{"v":0.2628,"d":"26.28%"},"轻载",106.65,"否","旧城乡芒别行政村"]
["657","娥型坝台变","10kV",6.78,{"v":0.5439,"d":"54.39%"},"轻载",{"v":41.949,"d":"41.95"},"否","旧城乡旧城行政村"]
["658","大石头凹台变","10kV",10.92,{"v":0.6797,"d":"67.97%"},"轻载",{"v":80.172,"d":"80.17"},"否","旧城乡芒别行政村"]
["659","大干塘台变","10kV",9.27,{"v":0.5411,"d":"54.11%"},"轻载",{"v":163.314,"d":"163.31"},"否","旧城乡芒别行政村"]
["660","芒别台变","10kV",7.5,{"v":0.3514,"d":"35.14%"},"轻载",{"v":133.2,"d":"133.20"},"否","旧城乡芒别行政村"]
["661","马鞍山台变","10kV",0.71,{"v":0.397,"d":"39.70%"},"轻载",{"v":71.4888,"d":"71.49"},"否","旧城乡芒别行政村"]
["662","坟墓山台变","10kV",11.58,{"v":0.4175,"d":"41.75%"},"轻载",{"v":63.6624,"d":"63.66"},"否","旧城乡芒别行政村"]
["663","芒伞台变","10kV",1.57,{"v":0.257,"d":"25.70%"},"轻载",{"v":70.8696,"d":"70.87"},"否","旧城乡芒别行政村"]
["664","芒麦台变","10kV",1.16,{"v":0.0678,"d":"6.78%"},"轻载",{"v":142.3296,"d":"142.33"},"否","旧城乡芒别行政村"]
["665","老干河台变","10kV",0.9,{"v":0.1276,"d":"12.76%"},"轻载",{"v":111.4875,"d":"111.49"},"否","旧城乡芒别行政村"]
["666","李来台变","10kV",8.05,{"v":0.3418,"d":"34.18%"},"轻载",{"v":103.44375,"d":"103.44"},"否","旧城乡李来行政村"]
["667","横沟台变","10kV",0.31,{"v":0.0753,"d":"7.53%"},"轻载",{"v":143.5536,"d":"143.55"},"否","旧城乡李来行政村"]
["668","李来坝台变","10kV",7.27,{"v":0.1994,"d":"19.94%"},"轻载",{"v":208.6425,"d":"208.64"},"否","旧城乡李来行政村"]
["669","芒金台变","10kV",16,{"v":64.075,"d":"64.08"},"轻载",{"v":75.6,"d":"75.60"},"否","旧城乡李来行政村"]
["670","大葫芦包包1#台变","10kV",12.95,{"v":51.796875,"d":"51.80"},"轻载",{"v":62.676,"d":"62.68"},"否","旧城乡李来行政村"]
["671","大葫芦包包2#台变","10kV",23.5,94.25,"轻载",{"v":34.425,"d":"34.43"},"否","旧城乡李来行政村"]
["672","李子树台变","10kV",8.5,34.32,"轻载",{"v":102.9375,"d":"102.94"},"否","旧城乡李来行政村"]
["673","大山台变","10kV",{"v":8.5,"d":"8.50"},{"v":34,"d":"34.00"},"轻载",{"v":164.7,"d":"164.70"},"否","旧城乡李来行政村"]
["674","马学台变","10kV",{"v":9,"d":"9.00"},{"v":36.328125,"d":"36.33"},"轻载",131.04,"否","旧城乡李来行政村"]
["675","龙塘寨台变","10kV",{"v":10.5,"d":"10.50"},{"v":42.40625,"d":"42.41"},"轻载",128.88,"否","旧城乡李来行政村"]
["676","中山坡台变","10kV",7.98,31.91,"轻载",{"v":207.045,"d":"207.05"},"否","旧城乡李来行政村"]
["677","长汪塘台变","10kV",25.6,{"v":102.458333333333,"d":"102.46"},"轻载",{"v":53.568,"d":"53.57"},"否","旧城乡李来行政村"]
["678","挂灯台变","10kV",7.35,{"v":29.390625,"d":"29.39"},"轻载",{"v":133.416,"d":"133.42"},"否","旧城乡里嘎行政村"]
["679","石板台变","10kV",7.5,{"v":30.175,"d":"30.18"},"轻载",{"v":104.0625,"d":"104.06"},"否","旧城乡里嘎行政村"]
["680","途来台变","10kV",15,{"v":60.2890625,"d":"60.29"},"轻载",{"v":153,"d":"153.00"},"否","旧城乡里嘎行政村"]
["681","里嘎街道台变","10kV",13.25,{"v":53.1468253968254,"d":"53.15"},"轻载",{"v":245.93625,"d":"245.94"},"否","旧城乡里嘎行政村"]
["682","里嘎大汪塘1#台变","10kV",23.93,{"v":95.7,"d":"95.70"},"轻载",{"v":34.2315,"d":"34.23"},"否","旧城乡里嘎行政村"]
["683","里嘎大汪塘2#台变","10kV",10,{"v":40.1111111111111,"d":"40.11"},"轻载",255.15,"否","旧城乡里嘎行政村"]
["684","大平场台变","10kV",18.25,{"v":73.0125,"d":"73.01"},"轻载",{"v":73.575,"d":"73.58"},"否","旧城乡里嘎行政村"]
["685","大良子1#台变","10kV",16.25,{"v":65.1666666666667,"d":"65.17"},"轻载",{"v":22.6125,"d":"22.61"},"否","旧城乡里嘎行政村"]
["686","大良子2#台变","10kV",8.68,75.37,"轻载",{"v":24.6564,"d":"24.66"},"否","旧城乡里嘎行政村"]
["687","转山田1#台变","10kV",10.38,67.98,"轻载",{"v":40.329,"d":"40.33"},"否","旧城乡里嘎行政村"]
["688","转山田2#台变","10kV",19.9,{"v":79.625,"d":"79.63"},"轻载",144.18,"否","旧城乡里嘎行政村"]
["689","里嘎小组台变","10kV",13.65,54.61,"轻载",{"v":97.14375,"d":"97.14"},"否","旧城乡里嘎行政村"]
["690","白石头1#台变","10kV",9.5,{"v":38.0147058823529,"d":"38.01"},"轻载",65.16,"否","旧城乡里嘎行政村"]
["691","白石头2#台变","10kV",9.45,{"v":37.875,"d":"37.88"},"轻载",{"v":40.7475,"d":"40.75"},"否","旧城乡里嘎行政村"]
["692","写字水台变","10kV",23.25,{"v":93.2,"d":"93.20"},"轻载",138.15,"否","旧城乡里嘎行政村"]
["693","大旧寨台变","10kV",12.62,{"v":50.575,"d":"50.58"},"轻载",{"v":39.321,"d":"39.32"},"否","旧城乡旧城行政村"]
["694","新寨台变","10kV",7.5,{"v":30.203125,"d":"30.20"},"轻载",{"v":133.2,"d":"133.20"},"否","旧城乡旧城行政村"]
["695","大平子台变","10kV",10.2,{"v":40.84375,"d":"40.84"},"轻载",{"v":64.656,"d":"64.66"},"否","旧城乡旧城行政村"]
["696","寨子头台变","10kV",18.1,{"v":72.40625,"d":"72.41"},"轻载",{"v":58.968,"d":"58.97"},"否","旧城乡旧城行政村"]
["697","大笼寨台变","10kV",13,{"v":52.4375,"d":"52.44"},"轻载",62.64,"否","旧城乡旧城行政村"]
["698","王家田台变","10kV",7.75,{"v":31.3359375,"d":"31.34"},"轻载",132.84,"否","旧城乡旧城行政村"]
["699","平子地台变","10kV",6.23,{"v":24.9583333333333,"d":"24.96"},"轻载",{"v":25.3179,"d":"25.32"},"否","旧城乡旧城行政村"]
["700","农庄台变","10kV",10.75,{"v":43.055,"d":"43.06"},"轻载",{"v":200.8125,"d":"200.81"},"否","旧城乡旧城行政村"]
["701","金塘子台变","10kV",5.23,{"v":20.9166666666667,"d":"20.92"},"轻载",{"v":25.5879,"d":"25.59"},"否","旧城乡芭蕉林行政村"]
["702","芭蕉林台变","10kV",2.37,9.49,"轻载",{"v":219.6675,"d":"219.67"},"否","旧城乡芭蕉林行政村"]
["703","四争地台变","10kV",2.75,{"v":11.078125,"d":"11.08"},"轻载",70.02,"否","旧城乡芭蕉林行政村"]
["704","和尚田台变","10kV",6.75,{"v":27.0625,"d":"27.06"},"轻载",67.14,"否","旧城乡芭蕉林行政村"]
["705","大地山台变","10kV",1.45,{"v":5.8125,"d":"5.81"},"轻载",{"v":70.956,"d":"70.96"},"否","旧城乡芭蕉林行政村"]
["706","麦地山1#台变","10kV",11.8,36.14,"轻载",{"v":250.047,"d":"250.05"},"否","酒房乡摆田行政村"]
["707","麦地山2#台变","10kV",7.28,37.07,"轻载",{"v":83.448,"d":"83.45"},"否","酒房乡摆田行政村"]
["708","盖章山1#台变","10kV",10.71,37.23,"轻载",{"v":160.722,"d":"160.72"},"否","万兴乡长浪坝行政村"]
["709","盖章山2#台变","10kV",8.64,36.14,"轻载",{"v":82.224,"d":"82.22"},"否","万兴乡长浪坝行政村"]
["710","摆果台变","10kV",19.87,{"v":83.7,"d":"83.70"},"轻载",{"v":180.2925,"d":"180.29"},"否","万兴乡长浪坝行政村"]
["711","长浪坝台变","10kV",9.86,30.99,"轻载",{"v":81.126,"d":"81.13"},"否","万兴乡长浪坝行政村"]
["712","大石头台变","10kV",11.54,46.84,"轻载",{"v":250.7841,"d":"250.78"},"否","万兴乡长浪坝行政村"]
["713","蒋家山台变","10kV",{"v":8.2,"d":"8.20"},45.56,"轻载",41.31,"否","万兴乡长浪坝行政村"]
["714","老鹰窝台变","10kV",6.03,52.04,"轻载",{"v":84.573,"d":"84.57"},"否","万兴乡长浪坝行政村"]
["715","冷水箐台变","10kV",6.66,26.17,"轻载",{"v":168.012,"d":"168.01"},"否","万兴乡长浪坝行政村"]
["716","马家山台变","10kV",14.02,49.11,"轻载",{"v":154.764,"d":"154.76"},"否","万兴乡长浪坝行政村"]
["717","马家山小龙洞台变","10kV",6.03,33.07,"轻载",{"v":84.573,"d":"84.57"},"否","万兴乡长浪坝行政村"]
["718","张黎所台变","10kV",1.83,14.45,"轻载",{"v":176.706,"d":"176.71"},"否","万兴乡长浪坝行政村"]
["719","打鹰山台变","10kV",{"v":2.4,"d":"2.40"},24.22,"轻载",87.84,"否","万兴乡大水行政村"]
["720","大干沟台变","10kV",11.74,57.56,"轻载",{"v":23.8302,"d":"23.83"},"否","万兴乡大水行政村"]
["721","大青树台变","10kV",12.02,{"v":58.2,"d":"58.20"},"轻载",{"v":39.591,"d":"39.59"},"否","万兴乡大水行政村"]
["722","大水台变","10kV",7.01,{"v":25.4,"d":"25.40"},"轻载",{"v":263.62665,"d":"263.63"},"否","万兴乡大水行政村"]
["723","大松林台变","10kV",9.42,{"v":36.4,"d":"36.40"},"轻载",{"v":40.761,"d":"40.76"},"否","万兴乡大水行政村"]
["724","旧寨园台变","10kV",7.29,40.98,"轻载",{"v":41.7195,"d":"41.72"},"否","万兴乡大水行政村"]
["725","砍头田台变","10kV",2.74,31.02,"轻载",{"v":43.767,"d":"43.77"},"否","万兴乡大水行政村"]
["726","空山洞台变","10kV",0.49,{"v":12.7,"d":"12.70"},"轻载",{"v":89.559,"d":"89.56"},"否","万兴乡大水行政村"]
["727","浪风寨台变","10kV",{"v":3,"d":"3.00"},{"v":15.3,"d":"15.30"},"轻载",{"v":87.3,"d":"87.30"},"否","万兴乡大水行政村"]
["728","老偏凹台变","10kV",7.52,39.37,"轻载",{"v":24.9696,"d":"24.97"},"否","万兴乡大水行政村"]
["729","麦地凹台变","10kV",6.13,{"v":20.4,"d":"20.40"},"轻载",{"v":135.1728,"d":"135.17"},"否","万兴乡大水行政村"]
["730","仙人洞台变","10kV",10.64,49.86,"轻载",{"v":64.3392,"d":"64.34"},"否","万兴乡大水行政村"]
["731","羊二地台变","10kV",1.68,70.89,"轻载",{"v":44.244,"d":"44.24"},"否","万兴乡大水行政村"]
["732","刺桶水台变","10kV",9.79,43.67,"轻载",{"v":40.5945,"d":"40.59"},"否","万兴乡东安行政村"]
["733","大石板台变","10kV",8.13,44.21,"轻载",{"v":66.1464,"d":"66.15"},"否","万兴乡东安行政村"]
["734","东安1#台变","10kV",13.96,44.24,"轻载",193.59,"否","万兴乡东安行政村"]
["735","东安2#台变","10kV",7,29.93,"轻载",{"v":167.4,"d":"167.40"},"否","万兴乡东安行政村"]
["736","东安河底台变","10kV",8.71,52.15,"轻载",{"v":24.6483,"d":"24.65"},"否","万兴乡东安行政村"]
["737","东安上寨台变","10kV",13.11,31.33,"轻载",{"v":125.1216,"d":"125.12"},"否","万兴乡东安行政村"]
["738","东安移民安置点台变","10kV",3.53,13.02,"轻载",{"v":347.292,"d":"347.29"},"否","万兴乡东安行政村"]
["739","烂凹子台变","10kV",10.45,114.36,"轻载",{"v":40.2975,"d":"40.30"},"否","万兴乡东安行政村"]
["740","浪坝寨1#台变","10kV",7.96,33.64,"轻载",{"v":66.2688,"d":"66.27"},"否","万兴乡东安行政村"]
["741","浪坝寨2#台变","10kV",12.25,50.51,"轻载",{"v":78.975,"d":"78.98"},"否","万兴乡东安行政村"]
["742","松坡台变","10kV",8.61,38.02,"轻载",{"v":41.1255,"d":"41.13"},"否","万兴乡东安行政村"]
["743","小箐沟台变","10kV",5.83,30.64,"轻载",{"v":42.3765,"d":"42.38"},"否","万兴乡东安行政村"]
["744","白沙水台变","10kV",13.92,49.91,"轻载",{"v":77.472,"d":"77.47"},"否","万兴乡牛汪塘行政村"]
["745","半坡寨台变","10kV",{"v":11.7,"d":"11.70"},49.68,"轻载",{"v":63.576,"d":"63.58"},"否","万兴乡牛汪塘行政村"]
["746","大坪子台变","10kV",8.48,73.43,"轻载",{"v":82.368,"d":"82.37"},"否","万兴乡牛汪塘行政村"]
["747","大田头台变","10kV",14.46,72.28,"轻载",{"v":61.5888,"d":"61.59"},"否","万兴乡牛汪塘行政村"]
["748","大田脚台变","10kV",{"v":17.7,"d":"17.70"},93.33,"轻载",{"v":37.035,"d":"37.04"},"否","万兴乡牛汪塘行政村"]
["749","段家地台变","10kV",9.96,{"v":51.4,"d":"51.40"},"轻载",{"v":40.518,"d":"40.52"},"否","万兴乡牛汪塘行政村"]
["750","干龙台变","10kV",10.99,52.18,"轻载",{"v":40.0545,"d":"40.05"},"否","万兴乡牛汪塘行政村"]
["751","牛汪塘台变","10kV",{"v":9.9,"d":"9.90"},54.47,"轻载",{"v":40.545,"d":"40.55"},"否","万兴乡牛汪塘行政村"]
["752","下坡田台变","10kV",11.05,180.96,"轻载",{"v":24.0165,"d":"24.02"},"否","万兴乡牛汪塘行政村"]
["753","岩子脚台变","10kV",11.59,46.33,"轻载",{"v":99.46125,"d":"99.46"},"否","万兴乡牛汪塘行政村"]
["754","坝头台变","10kV",6.51,23.79,"轻载",{"v":210.3525,"d":"210.35"},"否","万兴乡万兴行政村"]
["755","白坟1#台变","10kV",7.36,24.47,"轻载",{"v":133.4016,"d":"133.40"},"否","万兴乡万兴行政村"]
["756","白坟2#台变","10kV",9.18,33.42,"轻载",{"v":130.7808,"d":"130.78"},"否","万兴乡万兴行政村"]
["757","百忍台变","10kV",3.69,15.24,"轻载",{"v":216.6975,"d":"216.70"},"否","万兴乡万兴行政村"]
["758","稗子田1#台变","10kV",5.31,{"v":23.6,"d":"23.60"},"轻载",{"v":170.442,"d":"170.44"},"否","万兴乡万兴行政村"]
["759","稗子田2#台变","10kV",3.9,15.23,"轻载",{"v":138.384,"d":"138.38"},"否","万兴乡万兴行政村"]
["760","打水缸台变","10kV",2.73,26.51,"轻载",{"v":87.543,"d":"87.54"},"否","万兴乡万兴行政村"]
["761","核桃寨台变","10kV",10.25,28.08,"轻载",{"v":254.44125,"d":"254.44"},"否","万兴乡万兴行政村"]
["762","教场坝台变","10kV",9.98,32.19,"轻载",{"v":162.036,"d":"162.04"},"否","万兴乡万兴行政村"]
["763","龙朝台变","10kV",10.37,28.93,"轻载",{"v":254.10105,"d":"254.10"},"否","万兴乡万兴行政村"]
["764","龙迎1#台变","10kV",8.65,51.76,"轻载",{"v":41.1075,"d":"41.11"},"否","万兴乡万兴行政村"]
["765","龙迎2#台变","10kV",5.89,39.47,"轻载",{"v":42.3495,"d":"42.35"},"否","万兴乡万兴行政村"]
["766","萝卜庄台变","10kV",11.06,28.19,"轻载",{"v":252.1449,"d":"252.14"},"否","万兴乡万兴行政村"]
["767","热寨台变","10kV",6.72,37.02,"轻载",104.94,"否","万兴乡万兴行政村"]
["768","沙子坡1#台变","10kV",8.73,27.48,"轻载",{"v":131.4288,"d":"131.43"},"否","万兴乡万兴行政村"]
["769","沙子坡2#台变","10kV",7.6,24.86,"轻载",{"v":207.9,"d":"207.90"},"否","万兴乡万兴行政村"]
["770","山头寨台变","10kV",15.19,70.51,"轻载",{"v":61.0632,"d":"61.06"},"否","万兴乡万兴行政村"]
["771","小龙洞台变","10kV",5.47,22.38,"轻载",{"v":85.077,"d":"85.08"},"否","万兴乡万兴行政村"]
["772","新寨1#台变","10kV",4.56,{"v":18.8,"d":"18.80"},"轻载",{"v":270.5724,"d":"270.57"},"否","万兴乡万兴行政村"]
["773","新寨2#台变","10kV",10.24,26.59,"轻载",{"v":161.568,"d":"161.57"},"否","万兴乡万兴行政村"]
["774","羊圈台变","10kV",6.98,47.49,"轻载",{"v":41.859,"d":"41.86"},"否","万兴乡万兴行政村"]
["775","街道1#台变","10kV",23.25,49.96,"轻载",{"v":276.3,"d":"276.30"},"否","万兴乡万兴行政村"]
["776","街道2#台变","10kV",8.63,31.99,"轻载",{"v":259.03395,"d":"259.03"},"否","万兴乡万兴行政村"]
["777","街道3#台变","10kV",14.03,{"v":37.5,"d":"37.50"},"轻载",{"v":243.72495,"d":"243.72"},"否","万兴乡万兴行政村"]
["778","万兴异地扶贫安置点台变","10kV",8.35,23.47,"轻载",329.94,"否","万兴乡万兴行政村"]
["779","蚕豆田台变","10kV",8.52,37.25,"轻载",{"v":65.8656,"d":"65.87"},"否","万兴乡写寨行政村"]
["780","干塘子台变","10kV",9.88,37.36,"轻载",{"v":64.8864,"d":"64.89"},"否","万兴乡写寨行政村"]
["781","上写寨台变","10kV",14.27,55.17,"轻载",{"v":123.4512,"d":"123.45"},"否","万兴乡写寨行政村"]
["782","下写寨台变","10kV",11.32,{"v":46.6,"d":"46.60"},"轻载",{"v":79.812,"d":"79.81"},"否","万兴乡写寨行政村"]
["783","田坝脚台变","10kV",7.84,55.64,"轻载",{"v":66.3552,"d":"66.36"},"否","万兴乡写寨行政村"]
["784","桤木林台变","10kV",7.28,45.47,"轻载",104.31,"否","万兴乡写寨行政村"]
["785","百草坡1#台变","10kV",8.32,38.43,"轻载",{"v":66.0096,"d":"66.01"},"否","万兴乡写寨行政村"]
["786","百草坡2#台变","10kV",2.78,26.53,"轻载",{"v":43.749,"d":"43.75"},"否","万兴乡写寨行政村"]
["787","河底台变","10kV",7.72,41.91,"轻载",{"v":41.526,"d":"41.53"},"否","万兴乡中山行政村"]
["788","上羊火塘台变","10kV",8.03,42.24,"轻载",{"v":41.3865,"d":"41.39"},"否","万兴乡中山行政村"]
["789","上中山1#台变","10kV",3.18,11.62,"轻载",{"v":139.4208,"d":"139.42"},"否","万兴乡中山行政村"]
["790","上中山2#台变","10kV",5.88,28.51,"轻载",{"v":42.354,"d":"42.35"},"否","万兴乡中山行政村"]
["791","土地塘1#台变","10kV",12.04,46.53,"轻载",{"v":63.3312,"d":"63.33"},"否","万兴乡中山行政村"]
["792","土地塘2#台变","10kV",6.67,44.89,"轻载",{"v":25.1991,"d":"25.20"},"否","万兴乡中山行政村"]
["793","下中山台变","10kV",9.52,36.43,"轻载",{"v":65.1456,"d":"65.15"},"否","万兴乡中山行政村"]
["794","里强台变","10kV",6.86,36.09,"轻载",{"v":209.565,"d":"209.57"},"否","酒房乡里强行政村"]
["795","里强马安山台变","10kV",6.6,33.92,"轻载",42.03,"否","酒房乡里强行政村"]
["796","油寨垭口台变","10kV",7.88,26.68,"轻载",{"v":41.454,"d":"41.45"},"否","酒房乡里强行政村"]
["797","大石头凹台变","10kV",15.58,67.78,"轻载",{"v":37.989,"d":"37.99"},"否","酒房乡里强行政村"]
["798","破柴山台变","10kV",8.21,46.12,"轻载",{"v":41.3055,"d":"41.31"},"否","酒房乡里强行政村"]
["799","马鹿塘台变","10kV",5.62,38.38,"轻载",{"v":84.942,"d":"84.94"},"否","酒房乡里强行政村"]
["800","栗水台变","10kV",5.69,38.4,"轻载",{"v":42.4395,"d":"42.44"},"否","酒房乡里强行政村"]
["801","蚌水1台变","10kV",10.84,69.46,"轻载",{"v":40.122,"d":"40.12"},"否","酒房乡里强行政村"]
["802","蚌水2台变","10kV",8.55,47.7,"轻载",{"v":41.1525,"d":"41.15"},"否","酒房乡里强行政村"]
["803","火石地台变","10kV",11.65,62.28,"轻载",{"v":63.612,"d":"63.61"},"否","酒房乡里强行政村"]
["804","隔水凹台变","10kV",6.71,26.22,"轻载",{"v":134.3376,"d":"134.34"},"否","酒房乡里强行政村"]
["805","隔水垭口台变","10kV",6.67,60.25,"轻载",{"v":83.997,"d":"84.00"},"否","酒房乡里强行政村"]
["806","里强大坪子台变","10kV",7.85,36.44,"轻载",{"v":66.348,"d":"66.35"},"否","酒房乡里强行政村"]
["807","毛谷地1台变","10kV",4.52,39.9,"轻载",{"v":25.7796,"d":"25.78"},"否","酒房乡里强行政村"]
["808","毛谷地2台变","10kV",5.62,38.38,"轻载",{"v":42.471,"d":"42.47"},"否","酒房乡里强行政村"]
["809","毛谷地3台变","10kV",5.69,38.4,"轻载",{"v":25.4637,"d":"25.46"},"否","酒房乡里强行政村"]
["810","长岭岗1台变","10kV",6.68,32.24,"轻载",{"v":41.994,"d":"41.99"},"否","酒房乡里强行政村"]
["811","长岭岗2台变","10kV",8.65,66.4,"轻载",{"v":41.1075,"d":"41.11"},"否","酒房乡里强行政村"]
["812","河头台变","10kV",5.21,27.3,"轻载",{"v":85.311,"d":"85.31"},"否","酒房乡里强行政村"]
["813","岔河台变","10kV",16.03,65.41,"轻载",{"v":22.6719,"d":"22.67"},"否","酒房乡里强行政村"]
["814","垭口中寨台变","10kV",7.57,25.12,"轻载",{"v":207.9675,"d":"207.97"},"否","酒房乡垭口行政村"]
["815","垭口上寨台变","10kV",4.93,19.97,"轻载",{"v":136.9008,"d":"136.90"},"否","酒房乡垭口行政村"]
["816","山老门台变","10kV",2.33,24.38,"轻载",{"v":87.903,"d":"87.90"},"否","酒房乡垭口行政村"]
["817","小水井台变","10kV",6.05,28.42,"轻载",{"v":84.555,"d":"84.56"},"否","酒房乡垭口行政村"]
["818","剥刀山台变","10kV",5.57,33.85,"轻载",{"v":84.987,"d":"84.99"},"否","酒房乡垭口行政村"]
["819","蛤蚧塘台变","10kV",2.65,29.97,"轻载",{"v":26.2845,"d":"26.28"},"否","酒房乡垭口行政村"]
["820","干塘台变","10kV",3.48,22,"轻载",{"v":69.4944,"d":"69.49"},"否","酒房乡垭口行政村"]
["821","明子山1台变","10kV",4.6,46.13,"轻载",{"v":25.758,"d":"25.76"},"否","酒房乡垭口行政村"]
["822","明子山2台变","10kV",3.42,30.7,"轻载",{"v":43.461,"d":"43.46"},"否","酒房乡垭口行政村"]
["823","河边台变","10kV",6.44,86.48,"轻载",{"v":67.3632,"d":"67.36"},"否","酒房乡垭口行政村"]
["824","新田台变","10kV",4.25,26.05,"轻载",68.94,"否","酒房乡垭口行政村"]
["825","大梁子台变","10kV",7.79,44.26,"轻载",{"v":41.4945,"d":"41.49"},"否","酒房乡垭口行政村"]
["826","水井外台变","10kV",4.49,29.43,"轻载",{"v":85.959,"d":"85.96"},"否","酒房乡垭口行政村"]
["827","猪食箐1台变","10kV",3.17,22.68,"轻载",{"v":43.5735,"d":"43.57"},"否","酒房乡垭口行政村"]
["828","猪食箐2台变","10kV",1.13,12.54,"轻载",{"v":44.4915,"d":"44.49"},"否","酒房乡垭口行政村"]
["829","大围山台变","10kV",4.51,29.55,"轻载",{"v":85.941,"d":"85.94"},"否","酒房乡垭口行政村"]
["830","围山脚台变","10kV",8.61,47.33,"轻载",{"v":82.251,"d":"82.25"},"否","酒房乡垭口行政村"]
["831","羊角树台变","10kV",{"v":5.9,"d":"5.90"},{"v":23.6,"d":"23.60"},"轻载",{"v":67.752,"d":"67.75"},"否","酒房乡垭口行政村"]
["832","甘蔗地台变","10kV",5.81,43.27,"轻载",{"v":25.4313,"d":"25.43"},"否","酒房乡垭口行政村"]
["833","鸿福新村台变","10kV",3.05,10.85,"轻载",{"v":274.85325,"d":"274.85"},"否","酒房乡垭口行政村"]
["834","小寨旧寨台变","10kV",6.99,33.18,"轻载",{"v":66.9672,"d":"66.97"},"否","酒房乡小寨行政村"]
["835","冷箐凹台变","10kV",{"v":7.7,"d":"7.70"},{"v":37.1,"d":"37.10"},"轻载",{"v":66.456,"d":"66.46"},"否","酒房乡小寨行政村"]
["836","田坝台变","10kV",15.08,56.06,"轻载",{"v":38.214,"d":"38.21"},"否","酒房乡小寨行政村"]
["837","大岔路台变","10kV",8.99,69.82,"轻载",{"v":40.9545,"d":"40.95"},"否","酒房乡小寨行政村"]
["838","山后1台变","10kV",9.85,42.4,"轻载",{"v":64.908,"d":"64.91"},"否","酒房乡小寨行政村"]
["839","山后2台变","10kV",6.99,27.46,"轻载",{"v":41.8545,"d":"41.85"},"否","酒房乡小寨行政村"]
["840","上新寨台变","10kV",10.32,40.06,"轻载",{"v":40.356,"d":"40.36"},"否","酒房乡小寨行政村"]
["841","油寨台变","10kV",23.23,82.04,"轻载",{"v":69.093,"d":"69.09"},"否","酒房乡小寨行政村"]
["842","小寨自家寨台变","10kV",10.13,48.28,"轻载",{"v":40.4415,"d":"40.44"},"否","酒房乡小寨行政村"]
["843","松林寨台变","10kV",10.11,53.36,"轻载",{"v":101.12625,"d":"101.13"},"否","酒房乡小寨行政村"]
["844","从干台变","10kV",4.61,20.66,"轻载",{"v":107.31375,"d":"107.31"},"否","酒房乡小寨行政村"]
["845","小寨台变","10kV",6.27,23.25,"轻载",{"v":105.44625,"d":"105.45"},"否","酒房乡小寨行政村"]
["846","烂坝地台变","10kV",4.1,26.96,"轻载",{"v":69.048,"d":"69.05"},"否","酒房乡小寨行政村"]
["847","半坡台变","10kV",11.75,32.02,"轻载",127.08,"否","酒房乡小寨行政村"]
["848","下新寨台变","10kV",9.35,45.88,"轻载",{"v":40.7925,"d":"40.79"},"否","酒房乡小寨行政村"]
["849","撅叶坝台变","10kV",6.64,30.7,"轻载",{"v":134.4384,"d":"134.44"},"否","酒房乡酒房行政村"]
["850","里额寨台变","10kV",13.96,68.25,"轻载",{"v":61.9488,"d":"61.95"},"否","酒房乡酒房行政村"]
["851","喂马水台变","10kV",7.44,49.26,"轻载",{"v":41.652,"d":"41.65"},"否","酒房乡酒房行政村"]
["852","月亮田台变","10kV",10.01,47,"轻载",{"v":40.4955,"d":"40.50"},"否","酒房乡酒房行政村"]
["853","半坡寨台变","10kV",4.69,17.59,"轻载",{"v":42.8895,"d":"42.89"},"否","酒房乡酒房行政村"]
["854","岩子头台变","10kV",3.93,21.66,"轻载",{"v":69.1704,"d":"69.17"},"否","酒房乡酒房行政村"]
["855","街南1台变","10kV",20.66,47.86,"轻载",{"v":224.9289,"d":"224.93"},"否","酒房乡酒房行政村"]
["856","街南2台变","10kV",19.71,62.33,"轻载",{"v":180.6525,"d":"180.65"},"否","酒房乡酒房行政村"]
["857","街南3台变","10kV",9,39.59,"轻载",204.75,"否","酒房乡酒房行政村"]
["858","街北1台变","10kV",22.31,54.11,"轻载",{"v":220.25115,"d":"220.25"},"否","酒房乡酒房行政村"]
["859","街北2台变","10kV",2.86,11.98,"轻载",{"v":174.852,"d":"174.85"},"否","酒房乡酒房行政村"]
["860","老虎洞台变","10kV",18.54,138.93,"轻载",{"v":21.9942,"d":"21.99"},"否","酒房乡酒房行政村"]
["861","大麻场1台变","10kV",15.85,91.6,"轻载",{"v":60.588,"d":"60.59"},"否","酒房乡酒房行政村"]
["862","大麻场2台变","10kV",30.96,83.66,"经济运行",{"v":49.7088,"d":"49.71"},"否","酒房乡酒房行政村"]
["863","老洼叉地台变","10kV",1.6,51.9,"轻载",{"v":26.568,"d":"26.57"},"否","酒房乡酒房行政村"]
["864","旧寨旧寨台变","10kV",6.54,27.98,"轻载",{"v":105.1425,"d":"105.14"},"否","酒房乡旧寨行政村"]
["865","上泻寨台变","10kV",14.47,64.4,"轻载",{"v":61.5816,"d":"61.58"},"否","酒房乡旧寨行政村"]
["866","下泻寨台变","10kV",6.85,52.35,"轻载",{"v":67.068,"d":"67.07"},"否","酒房乡旧寨行政村"]
["867","王家寨台变","10kV",43.4,7.42,"轻载",{"v":15.282,"d":"15.28"},"否","酒房乡旧寨行政村"]
["868","新寨子台变","10kV",4.25,30.73,"轻载",{"v":86.175,"d":"86.18"},"否","酒房乡旧寨行政村"]
["869","小红坡台变","10kV",10.25,59.7,"轻载",64.62,"否","酒房乡旧寨行政村"]
["870","龙竹蓬台变 ","10kV",11.89,42.58,"轻载",{"v":63.4392,"d":"63.44"},"否","酒房乡旧寨行政村"]
["871","平场子台变","10kV",7.79,40,"轻载",{"v":41.4945,"d":"41.49"},"否","酒房乡旧寨行政村"]
["872","白泥潭台变","10kV",2.69,27.6,"轻载",{"v":26.2737,"d":"26.27"},"否","酒房乡旧寨行政村"]
["873","大涩树台变","10kV",5.93,41.06,"轻载",{"v":67.7304,"d":"67.73"},"否","酒房乡旧寨行政村"]
["874","芹菜塘台变","10kV",15.02,204.53,"轻载",{"v":22.9446,"d":"22.94"},"否","酒房乡旧寨行政村"]
["875","桤木林1台变","10kV",8.82,34.48,"轻载",{"v":65.6496,"d":"65.65"},"否","酒房乡旧寨行政村"]
["876","桤木林2台变","10kV",8.97,35.84,"轻载",{"v":65.5416,"d":"65.54"},"否","酒房乡旧寨行政村"]
["877","邱家寨台变","10kV",6.96,34.81,"轻载",{"v":66.9888,"d":"66.99"},"否","酒房乡旧寨行政村"]
["878","荒田台变","10kV",11.15,47.39,"轻载",{"v":63.972,"d":"63.97"},"否","酒房乡旧寨行政村"]
["879","枇杷洼台变","10kV",14.91,94.84,"轻载",{"v":61.2648,"d":"61.26"},"否","酒房乡旧寨行政村"]
["880","滚塘台变","10kV",14.92,80.48,"轻载",{"v":38.286,"d":"38.29"},"否","酒房乡旧寨行政村"]
["881","紫根水台变","10kV",8.99,49.54,"轻载",{"v":40.9545,"d":"40.95"},"否","酒房乡旧寨行政村"]
["882","黄草坝台变","10kV",5.52,50.7,"轻载",{"v":25.5096,"d":"25.51"},"否","酒房乡旧寨行政村"]
["883","七仙河台变","10kV",21.08,58.77,"轻载",{"v":21.3084,"d":"21.31"},"否","酒房乡旧寨行政村"]
["884","打磨山台变","10kV",21.52,69.33,"轻载",{"v":21.1896,"d":"21.19"},"否","酒房乡坪子地行政村"]
["885","大水山台变","10kV",8.54,36.86,"轻载",{"v":65.8512,"d":"65.85"},"否","酒房乡坪子地行政村"]
["886","门前庭台变","10kV",7.64,31.81,"轻载",{"v":83.124,"d":"83.12"},"否","酒房乡坪子地行政村"]
["887","自家寨台变","10kV",8.94,35.05,"轻载",{"v":81.954,"d":"81.95"},"否","酒房乡坪子地行政村"]
["888","小田台变","10kV",15.32,{"v":87.9,"d":"87.90"},"轻载",{"v":60.9696,"d":"60.97"},"否","酒房乡坪子地行政村"]
["889","打磨山大坪子台变","10kV",6.08,21.42,"轻载",{"v":84.528,"d":"84.53"},"否","酒房乡坪子地行政村"]
["890","下新寨台变","10kV",8.72,28.54,"轻载",102.69,"否","酒房乡坪子地行政村"]
["891","碓房山台变","10kV",9.95,32.91,"轻载",{"v":81.045,"d":"81.05"},"否","酒房乡坪子地行政村"]
["892","坪子地大坪子台变","10kV",3.28,51.12,"轻载",{"v":69.6384,"d":"69.64"},"否","酒房乡坪子地行政村"]
["893","核桃地台变","10kV",3.65,20.63,"轻载",{"v":26.0145,"d":"26.01"},"否","酒房乡坪子地行政村"]
["894","上干塘台变","10kV",3.99,16,"轻载",{"v":216.0225,"d":"216.02"},"否","酒房乡酒房行政村"]
["895","下干塘1台变","10kV",7.24,32.16,"轻载",{"v":83.484,"d":"83.48"},"否","酒房乡酒房行政村"]
["896","下干塘2台变","10kV",2.18,17.58,"轻载",{"v":44.019,"d":"44.02"},"否","酒房乡酒房行政村"]
["897","羊火塘台变","10kV",3.71,23.88,"轻载",{"v":138.6576,"d":"138.66"},"否","酒房乡酒房行政村"]
["898","一碗水台变","10kV",3.68,21.71,"轻载",{"v":86.688,"d":"86.69"},"否","酒房乡酒房行政村"]
["899","白岩头台变","10kV",13.35,55.13,"轻载",{"v":23.3955,"d":"23.40"},"否","酒房乡酒房行政村"]
["900","大红木树台变","10kV",5.6,40.9,"轻载",42.48,"否","酒房乡酒房行政村"]
["901","圆梦新村台变","10kV",5.44,23.97,"轻载",{"v":268.0776,"d":"268.08"},"否","酒房乡酒房行政村"]
["902","鸡长水台变","10kV",3.3,22.28,"轻载",{"v":69.624,"d":"69.62"},"否","酒房乡酒房行政村"]
["903","小平子台变","10kV",15.2,83.58,"轻载",38.16,"否","酒房乡梅子箐行政村"]
["904","摆奔台变","10kV",3.62,20.17,"轻载",{"v":138.7872,"d":"138.79"},"否","酒房乡梅子箐行政村"]
["905","梅子箐大坪子台变","10kV",13.13,125.87,"轻载",{"v":39.0915,"d":"39.09"},"否","酒房乡梅子箐行政村"]
["906","丫口子台变","10kV",9.13,52.38,"轻载",{"v":40.8915,"d":"40.89"},"否","酒房乡梅子箐行政村"]
["907","团山台变","10kV",16.01,70,"轻载",{"v":22.6773,"d":"22.68"},"否","酒房乡梅子箐行政村"]
["908","梅子箐台变","10kV",6.87,26.21,"轻载",{"v":167.634,"d":"167.63"},"否","酒房乡梅子箐行政村"]
["909","梅子箐2号台变","10kV",10.51,47.87,"轻载",{"v":128.8656,"d":"128.87"},"否","酒房乡梅子箐行政村"]
["910","马黄水台变","10kV",12.15,55.8,"轻载",{"v":39.5325,"d":"39.53"},"否","酒房乡梅子箐行政村"]
["911","蒲草塘台变","10kV",13.16,65.25,"轻载",{"v":62.5248,"d":"62.52"},"否","酒房乡梅子箐行政村"]
["912","哨寨台变","10kV",11.09,47.67,"轻载",{"v":80.019,"d":"80.02"},"否","酒房乡梅子箐行政村"]
["913","哨寨2台变","10kV",4.91,30.38,"轻载",{"v":106.97625,"d":"106.98"},"否","酒房乡梅子箐行政村"]
["914","马过关台变","10kV",15.73,95.38,"轻载",{"v":37.9215,"d":"37.92"},"否","酒房乡梅子箐行政村"]
["915","梅子大领岗台变","10kV",7.82,34.96,"轻载",{"v":41.481,"d":"41.48"},"否","酒房乡梅子箐行政村"]
["916","龙塘台变","10kV",15.13,77.79,"轻载",{"v":61.1064,"d":"61.11"},"否","酒房乡梅子箐行政村"]
["917","小地沟台变","10kV",{"v":24.9,"d":"24.90"},109.2,"轻载",{"v":20.277,"d":"20.28"},"否","酒房乡梅子箐行政村"]
["918","梅子旧寨1号台变","10kV",12.56,{"v":75.2,"d":"75.20"},"轻载",{"v":39.348,"d":"39.35"},"否","酒房乡梅子箐行政村"]
["919","梅子旧寨2号台变","10kV",9.34,33.21,"轻载",{"v":65.2752,"d":"65.28"},"否","酒房乡梅子箐行政村"]
["920","大水井台变","10kV",0.07,105.07,"轻载",{"v":44.9685,"d":"44.97"},"否","酒房乡梅子箐行政村"]
["921","摆乍1台变","10kV",12.95,54.44,"轻载",{"v":195.8625,"d":"195.86"},"否","酒房乡摆田行政村"]
["922","摆乍2台变","10kV",9.22,41.06,"轻载",{"v":102.1275,"d":"102.13"},"否","酒房乡摆田行政村"]
["923","清水塘1台变","10kV",10.03,40.03,"轻载",{"v":202.4325,"d":"202.43"},"否","酒房乡摆田行政村"]
["924","清水塘2台变","10kV",4.75,20.95,"轻载",{"v":214.3125,"d":"214.31"},"否","酒房乡摆田行政村"]
["925","清水塘3台变","10kV",7.83,55.85,"轻载",{"v":66.3624,"d":"66.36"},"否","酒房乡摆田行政村"]
["926","椿木树台变","10kV",10.82,28.4,"轻载",{"v":100.3275,"d":"100.33"},"否","酒房乡摆田行政村"]
["927","摆田旧寨1号台变","10kV",22.2,72.04,"轻载",175.05,"否","酒房乡摆田行政村"]
["928","摆田中寨台变","10kV",11.08,35.15,"轻载",{"v":252.0882,"d":"252.09"},"否","酒房乡摆田行政村"]
["929","山头队1台变","10kV",8.28,33.36,"轻载",{"v":132.0768,"d":"132.08"},"否","酒房乡摆田行政村"]
["930","桥下台变","10kV",15.35,65.06,"轻载",{"v":121.896,"d":"121.90"},"否","酒房乡摆田行政村"]
["931","苤菜凹台变","10kV",11.58,60.66,"轻载",{"v":127.3248,"d":"127.32"},"否","酒房乡摆田行政村"]
["932","坝尾1台变","10kV",3.61,21.72,"轻载",{"v":138.8016,"d":"138.80"},"否","酒房乡摆田行政村"]
["933","坝尾2台变","10kV",5.3,27.49,"轻载",85.23,"否","酒房乡摆田行政村"]
["934","坝尾3台变","10kV",8.19,43.16,"轻载",{"v":103.28625,"d":"103.29"},"否","酒房乡摆田行政村"]
["935","盐槽台变","10kV",5.41,28.16,"轻载",{"v":268.16265,"d":"268.16"},"否","酒房乡摆田行政村"]
["936","岩房头台变","10kV",5.77,28.67,"轻载",{"v":135.6912,"d":"135.69"},"否","酒房乡摆田行政村"]
["937","卢子场台变","10kV",9.59,28.2,"轻载",{"v":101.71125,"d":"101.71"},"否","酒房乡摆田行政村"]
["938","摆田旧寨2台变","10kV",10.35,37.94,"轻载",{"v":201.7125,"d":"201.71"},"否","酒房乡摆田行政村"]
["939","李子桥台变","10kV",8.51,48.99,"轻载",{"v":82.341,"d":"82.34"},"否","酒房乡摆田行政村"]
["940","大居梨树台变","10kV",16.21,89.09,"轻载",{"v":37.7055,"d":"37.71"},"否","酒房乡酒房行政村"]
["941","里干山台变","10kV",18.09,78.29,"轻载",{"v":36.8595,"d":"36.86"},"否","酒房乡酒房行政村"]
["942","王家寨新农村台变","10kV",13.74,41.64,"轻载",{"v":77.634,"d":"77.63"},"否","酒房乡旧寨行政村"]
["943","后寨台变","10kV",23.16,80.42,"轻载",{"v":34.578,"d":"34.58"},"否","酒房乡后寨行政村"]
["944","后寨大领岗台变","10kV",14.52,77.04,"轻载",{"v":23.0796,"d":"23.08"},"否","酒房乡后寨行政村"]
["945","白沙坡台变","10kV",13.82,35.42,"轻载",{"v":77.562,"d":"77.56"},"否","酒房乡后寨行政村"]
["946","大沟脚台变","10kV",5.34,35.14,"轻载",{"v":106.4925,"d":"106.49"},"否","酒房乡后寨行政村"]
["947","后寨马安山台变","10kV",21.88,123.78,"轻载",{"v":21.0924,"d":"21.09"},"否","酒房乡后寨行政村"]
["948","像山台变","10kV",5.68,79.38,"轻载",{"v":42.444,"d":"42.44"},"否","酒房乡后寨行政村"]
["949","藤蔑水台变","10kV",27.35,91.93,"轻载",{"v":32.6925,"d":"32.69"},"否","酒房乡后寨行政村"]
["950","岩子箐1台变","10kV",11.18,75.98,"轻载",{"v":39.969,"d":"39.97"},"否","酒房乡沙子行政村"]
["951","岩子箐2 台变","10kV",12.36,92.67,"轻载",{"v":39.438,"d":"39.44"},"否","酒房乡沙子行政村"]
["952","红岩垭口1台变","10kV",15.22,102.04,"轻载",{"v":22.8906,"d":"22.89"},"否","酒房乡沙子行政村"]
["953","红岩垭口2台变","10kV",7.65,37.29,"轻载",{"v":66.492,"d":"66.49"},"否","酒房乡沙子行政村"]
["954","坛尚林1台变","10kV",9.75,26.6,"轻载",{"v":40.6125,"d":"40.61"},"否","酒房乡沙子行政村"]
["955","坛尚林2台变","10kV",14.82,81.49,"轻载",{"v":38.331,"d":"38.33"},"否","酒房乡沙子行政村"]
["956","沙子坡1台变","10kV",4.99,61.81,"轻载",{"v":106.88625,"d":"106.89"},"否","酒房乡沙子行政村"]
["957","沙子坡2台变","10kV",3.04,52.66,"轻载",{"v":87.264,"d":"87.26"},"否","酒房乡沙子行政村"]
["958","沙子河边台变","10kV",12.32,56.51,"轻载",{"v":39.456,"d":"39.46"},"否","酒房乡沙子行政村"]
["959","教学山台变","10kV",9.75,39.1,"轻载",129.96,"否","酒房乡沙子行政村"]
["960","马槽台变","10kV",17.27,152.31,"轻载",{"v":37.2285,"d":"37.23"},"否","酒房乡沙子行政村"]
["961","下麻寨台变","10kV",15.23,100.82,"轻载",{"v":38.1465,"d":"38.15"},"否","酒房乡沙子行政村"]
["962","上麻寨台变","10kV",10.49,55.67,"轻载",{"v":40.2795,"d":"40.28"},"否","酒房乡沙子行政村"]
["963","木场台变","10kV",17.96,75.73,"轻载",{"v":36.918,"d":"36.92"},"否","酒房乡沙子行政村"]
["964","大田台变","10kV",5.03,35.15,"轻载",{"v":68.3784,"d":"68.38"},"否","酒房乡沙子行政村"]
["965","郭家寨台变","10kV",10.85,48.5,"轻载",{"v":100.29375,"d":"100.29"},"否","酒房乡沙子行政村"]
["966","良子田台变","10kV",12.57,29.39,"轻载",{"v":157.374,"d":"157.37"},"否","酒房乡沙子行政村"]
["967","大良子台变","10kV",17.89,110.8,"轻载",{"v":36.9495,"d":"36.95"},"否","酒房乡沙子行政村"]
["968","三家村台变","10kV",11.39,62.9,"轻载",{"v":63.7992,"d":"63.80"},"否","酒房乡沙子行政村"]
["969","沙子大坪子台变","10kV",9.71,133.52,"轻载",{"v":24.3783,"d":"24.38"},"否","酒房乡沙子行政村"]
["970","营盘台变","10kV",12.49,40.84,"轻载",{"v":126.0144,"d":"126.01"},"否","酒房乡沙子行政村"]
["971","沙子小水井台变","10kV",21.13,89.07,"轻载",{"v":35.4915,"d":"35.49"},"否","酒房乡沙子行政村"]
["972","沙子平场子台变","10kV",3.93,81.7,"轻载",{"v":25.9389,"d":"25.94"},"否","酒房乡沙子行政村"]
["973","山头队2台变","10kV",10.76,43.08,"轻载",{"v":80.316,"d":"80.32"},"否","酒房乡摆田行政村"]
["974","摆榔街子台变","10kV",10.06,29.44,"轻载",{"v":254.9799,"d":"254.98"},"否","摆榔乡摆榔行政村"]
["975","摆榔社区移民安置点台变","10kV",2.96,12.72,"轻载",{"v":349.344,"d":"349.34"},"否","摆榔乡摆榔行政村"]
["976","摆榔岩子脚台变","10kV",13.48,39.51,"轻载",{"v":124.5888,"d":"124.59"},"否","摆榔乡摆榔行政村"]
["977","老寨子台变","10kV",8.27,25.61,"轻载",{"v":260.05455,"d":"260.05"},"否","摆榔乡摆榔行政村"]
["978","龙潭台变","10kV",5.97,18.48,"轻载",{"v":266.57505,"d":"266.58"},"否","摆榔乡摆榔行政村"]
["979","施甸彝郎村镇开发有限责任公司（公租房）台变","10kV",{"v":2.2,"d":"2.20"},7.73,"轻载",220.05,"否","摆榔乡摆榔行政村"]
["980","小摆榔台变","10kV",9.03,34.54,"轻载",{"v":102.34125,"d":"102.34"},"否","摆榔乡摆榔行政村"]
["981","碓房头台变","10kV",2.51,{"v":20.9,"d":"20.90"},"轻载",{"v":87.741,"d":"87.74"},"否","摆榔乡摆榔行政村"]
["982","菠萝寨台变","10kV",7.27,21.62,"轻载",{"v":208.6425,"d":"208.64"},"否","摆榔乡大中行政村"]
["983","大平地台变","10kV",8.52,23.51,"轻载",{"v":164.664,"d":"164.66"},"否","摆榔乡鸡茨行政村"]
["984","大水沟台变","10kV",2.04,{"v":43.3,"d":"43.30"},"轻载",{"v":26.4492,"d":"26.45"},"否","摆榔乡大中行政村"]
["985","大中台变","10kV",10.44,38.08,"轻载",{"v":161.208,"d":"161.21"},"否","摆榔乡大中行政村"]
["986","大中岩子脚2号台变","10kV",5.79,23.42,"轻载",{"v":67.8312,"d":"67.83"},"否","摆榔乡大中行政村"]
["987","大中移民点台变","10kV",6.54,20.25,"轻载",{"v":264.9591,"d":"264.96"},"否","摆榔乡大中行政村"]
["988","大蒿台变","10kV",6.97,{"v":26.1,"d":"26.10"},"轻载",{"v":209.3175,"d":"209.32"},"否","摆榔乡尖山行政村"]
["989","关脚台变","10kV",2.95,"10.40\n","轻载",{"v":43.6725,"d":"43.67"},"否","摆榔乡尖山行政村"]
["990","红花林台变","10kV",0.34,"7.91\n","轻载",{"v":44.847,"d":"44.85"},"否","摆榔乡大中行政村"]
["991","火石地台变","10kV",4.18,33.44,"轻载",{"v":25.8714,"d":"25.87"},"否","摆榔乡大中行政村"]
["992","鸡茨新农村台变","10kV",3.95,24.76,"轻载",{"v":108.05625,"d":"108.06"},"否","摆榔乡鸡茨行政村"]
["993","尖山台变","10kV",14.52,45.32,"轻载",{"v":123.0912,"d":"123.09"},"否","摆榔乡尖山行政村"]
["994","尖山移民安置点台变","10kV",6.38,24.56,"轻载",{"v":210.645,"d":"210.65"},"否","摆榔乡尖山行政村"]
["995","里格台变","10kV",8.75,46.02,"轻载",{"v":65.7,"d":"65.70"},"否","摆榔乡大中行政村"]
["996","里歪寨1号台变","10kV",6.87,24.89,"轻载",{"v":134.1072,"d":"134.11"},"否","摆榔乡鸡茨行政村"]
["997","里歪寨2号台变","10kV",7.67,22.26,"轻载",{"v":103.87125,"d":"103.87"},"否","摆榔乡鸡茨行政村"]
["998","里掰台变","10kV",3.17,35.28,"轻载",{"v":43.5735,"d":"43.57"},"否","摆榔乡尖山行政村"]
["999","麦地凹台变","10kV",3.04,22.18,"轻载",{"v":43.632,"d":"43.63"},"否","摆榔乡摆榔行政村"]
["1000","沙子坡1号台变","10kV",{"v":5.2,"d":"5.20"},26.02,"轻载",{"v":68.256,"d":"68.26"},"否","摆榔乡尖山行政村"]
["1001","沙子坡2号台变","10kV",2.15,16.75,"轻载",{"v":70.452,"d":"70.45"},"否","摆榔乡尖山行政村"]
["1002","上黑箐台变","10kV",14.96,63.23,"轻载",{"v":22.9608,"d":"22.96"},"否","摆榔乡大中行政村"]
["1003","上鸡茨台变","10kV",8.87,29.36,"轻载",{"v":131.2272,"d":"131.23"},"否","摆榔乡鸡茨行政村"]
["1004","施甸彝郎村镇开发有限责任公司(塘连塘台变)","10kV",0.98,{"v":15.5,"d":"15.50"},"轻载",{"v":71.2944,"d":"71.29"},"否","摆榔乡摆榔行政村"]
["1005","汤家寨台变","10kV",8.95,24.96,"轻载",{"v":131.112,"d":"131.11"},"否","摆榔乡大中行政村"]
["1006","王所寨台变","10kV",11.44,42.77,"轻载",{"v":159.408,"d":"159.41"},"否","摆榔乡摆榔行政村"]
["1007","下黑箐台变","10kV",7.17,31.74,"轻载",{"v":66.8376,"d":"66.84"},"否","摆榔乡大中行政村"]
["1008","下鸡茨2号台变","10kV",2.48,{"v":16.6,"d":"16.60"},"轻载",{"v":70.2144,"d":"70.21"},"否","摆榔乡鸡茨行政村"]
["1009","下鸡茨台变","10kV",6.64,23.42,"轻载",{"v":168.048,"d":"168.05"},"否","摆榔乡鸡茨行政村"]
["1010","小菠萝台变","10kV",0.54,5.09,"轻载",{"v":143.2224,"d":"143.22"},"否","摆榔乡摆榔行政村"]
["1011","小龙潭台变","10kV",{"v":6.5,"d":"6.50"},32.57,"轻载",{"v":168.3,"d":"168.30"},"否","摆榔乡尖山行政村"]
["1012","小蒿台变","10kV",5.81,20.58,"轻载",{"v":135.6336,"d":"135.63"},"否","摆榔乡尖山行政村"]
["1013","岩子脚台变","10kV",{"v":26.1,"d":"26.10"},4.09,"轻载",{"v":19.953,"d":"19.95"},"否","摆榔乡大中行政村"]
["1014","一碗水台变","10kV",22.86,2.31,"轻载",{"v":34.713,"d":"34.71"},"否","摆榔乡大中行政村"]
["1015","玉丫口台变","10kV",{"v":9.8,"d":"9.80"},44.58,"轻载",40.59,"否","摆榔乡摆榔行政村"]
["1016","渣子树台变","10kV",9.24,3.03,"轻载",{"v":81.684,"d":"81.68"},"否","摆榔乡大中行政村"]
["1017","储家寨吕布丫口台变","10kV",12.71,77.44,"轻载",{"v":23.5683,"d":"23.57"},"否","太平镇兴华行政村"]
["1018","东蚌村二台井台变","10kV",1.62,8.15,"轻载",{"v":110.6775,"d":"110.68"},"否","太平镇东蚌行政村"]
["1019","东蚌村高家山台变","10kV",7.72,30.98,"轻载",{"v":166.104,"d":"166.10"},"否","太平镇东蚌行政村"]
["1020","东蚌村红坡头台变","10kV",23.08,63.47,"轻载",{"v":86.535,"d":"86.54"},"否","太平镇东蚌行政村"]
["1021","东蚌村老白岩台变","10kV",0.07,2.61,"轻载",{"v":71.9496,"d":"71.95"},"否","太平镇东蚌行政村"]
["1022","东蚌村老红岩台变","10kV",4.32,71.81,"轻载",{"v":25.8336,"d":"25.83"},"否","太平镇东蚌行政村"]
["1023","东蚌村里脉台变","10kV",9.63,34.6,"轻载",{"v":130.1328,"d":"130.13"},"否","太平镇东蚌行政村"]
["1024","东蚌村理脉箐台变","10kV",5.64,40.22,"轻载",{"v":25.4772,"d":"25.48"},"否","太平镇东蚌行政村"]
["1025","东蚌村马鞍山台变","10kV",18.06,67.79,"轻载",{"v":73.746,"d":"73.75"},"否","太平镇东蚌行政村"]
["1026","东蚌村青龙山台变","10kV",19.53,51.82,"轻载",{"v":115.8768,"d":"115.88"},"否","太平镇东蚌行政村"]
["1027","东蚌村上东蚌台变","10kV",4.48,13.95,"轻载",{"v":270.7992,"d":"270.80"},"否","太平镇东蚌行政村"]
["1028","东蚌村小水井台变","10kV",10.86,45.89,"轻载",{"v":64.1808,"d":"64.18"},"否","太平镇东蚌行政村"]
["1029","东蚌村鱼塘山台变","10kV",18.1,69.53,"轻载",{"v":117.936,"d":"117.94"},"否","太平镇东蚌行政村"]
["1030","柳树水村浪坝寨台变","10kV",5.77,34.39,"轻载",{"v":169.614,"d":"169.61"},"否","太平镇柳树水行政村"]
["1031","柳树水村老黑岩台变","10kV",3.62,31.22,"轻载",{"v":43.371,"d":"43.37"},"否","太平镇柳树水行政村"]
["1032","柳树水村柳树水台变","10kV",1.61,14.28,"轻载",{"v":70.8408,"d":"70.84"},"否","太平镇柳树水行政村"]
["1033","莽林村箐门口台变","10kV",14.41,87.19,"轻载",{"v":23.1093,"d":"23.11"},"否","太平镇莽林行政村"]
["1034","东蚌村石榴地台变","10kV",2.72,17.79,"轻载",{"v":70.0416,"d":"70.04"},"否","太平镇东蚌行政村"]
["1035","田头村石磨台变","10kV",0.75,3.65,"轻载",142.92,"否","太平镇田头行政村"]
["1036","太平村东别寨1#台变","10kV",14.89,54.84,"轻载",{"v":122.5584,"d":"122.56"},"否","太平镇太平行政村"]
["1037","太平村东别寨2#台变","10kV",15.58,57.12,"轻载",{"v":151.956,"d":"151.96"},"否","太平镇太平行政村"]
["1038","太平村核桃树台变","10kV",13.88,61.17,"轻载",{"v":62.0064,"d":"62.01"},"否","太平镇太平行政村"]
["1039","太平村松林1#台变","10kV",8.67,32.82,"轻载",{"v":131.5152,"d":"131.52"},"否","太平镇太平行政村"]
["1040","太平村松林2#台变","10kV",12.5,23.71,"轻载",{"v":157.5,"d":"157.50"},"否","太平镇太平行政村"]
["1041","太平村松林3#台变","10kV",8.66,30.91,"轻载",{"v":82.206,"d":"82.21"},"否","太平镇太平行政村"]
["1042","田头村大河外台变","10kV",10.31,35.34,"轻载",{"v":161.442,"d":"161.44"},"否","太平镇田头行政村"]
["1043","田头村丁家坡台变","10kV",18.14,95.99,"轻载",{"v":58.9392,"d":"58.94"},"否","太平镇田头行政村"]
["1044","田头村红坡1#台变","10kV",5.72,24.61,"轻载",{"v":169.704,"d":"169.70"},"否","太平镇田头行政村"]
["1045","田头村红坡2#台变","10kV",6.17,25.13,"轻载",{"v":84.447,"d":"84.45"},"否","太平镇田头行政村"]
["1046","田头村三个山台变","10kV",7.13,35.21,"轻载",{"v":167.166,"d":"167.17"},"否","太平镇田头行政村"]
["1047","田头村田头台变","10kV",7.45,26.66,"轻载",166.59,"否","太平镇田头行政村"]
["1048","田头村杨美坡台变","10kV",4.73,21.79,"轻载",{"v":171.486,"d":"171.49"},"否","太平镇田头行政村"]
["1049","田头村赵家台变","10kV",6.7,39.07,"轻载",{"v":264.5055,"d":"264.51"},"否","太平镇田头行政村"]
["1050","东蚌村下东蚌台变","10kV",17.83,66.32,"轻载",{"v":73.953,"d":"73.95"},"否","太平镇东蚌行政村"]
["1051","兴华村储家寨台变","10kV",15.1,52.56,"轻载",{"v":122.256,"d":"122.26"},"否","太平镇兴华行政村"]
["1052","兴华村独家村台变","10kV",8.75,37.7,"轻载",{"v":102.65625,"d":"102.66"},"否","太平镇兴华行政村"]
["1053","兴华村老坪田台变","10kV",7.78,44.02,"轻载",{"v":41.499,"d":"41.50"},"否","太平镇兴华行政村"]
["1054","兴华村三个箐台变","10kV",7.97,46.83,"轻载",{"v":82.827,"d":"82.83"},"否","太平镇兴华行政村"]
["1055","兴华村寺水沟台变","10kV",19.06,58.51,"轻载",{"v":72.846,"d":"72.85"},"否","太平镇兴华行政村"]
["1056","兴华村新寨坡台变","10kV",8.89,47.66,"轻载",{"v":81.999,"d":"82.00"},"否","太平镇兴华行政村"]
["1057","兴华大寨子1#台变","10kV",6.12,25.16,"轻载",{"v":266.1498,"d":"266.15"},"否","太平镇兴华行政村"]
["1058","兴华大寨子2#台变","10kV",6.99,28.09,"轻载",{"v":209.2725,"d":"209.27"},"否","太平镇兴华行政村"]
["1059","东蚌村丫口田台变","10kV",7.28,36.22,"轻载",{"v":41.724,"d":"41.72"},"否","太平镇东蚌行政村"]
["1060","柳树水村喇叭口台变","10kV",5.63,27.39,"轻载",{"v":169.866,"d":"169.87"},"否","太平镇柳树水行政村"]
["1061","柳树水村羊洞地台变","10kV",23.9,77.49,"轻载",{"v":54.792,"d":"54.79"},"否","太平镇柳树水行政村"]
["1062","柳树水村中寨台变","10kV",5.96,27.39,"轻载",{"v":169.272,"d":"169.27"},"否","太平镇柳树水行政村"]
["1063","柳树水村中寨2#台变","10kV",8.54,43.47,"轻载",{"v":65.8512,"d":"65.85"},"否","太平镇柳树水行政村"]
["1064","莽林村碧耳寨台变","10kV",11.07,39.82,"轻载",{"v":200.0925,"d":"200.09"},"否","太平镇莽林行政村"]
["1065","莽林村大水头台变","10kV",5.91,25.78,"轻载",{"v":169.362,"d":"169.36"},"否","太平镇莽林行政村"]
["1066","蒋家村大洼子1#台变","10kV",2.11,8.57,"轻载",{"v":277.51815,"d":"277.52"},"否","太平镇蒋家行政村"]
["1067","蒋家村大洼子2#台变","10kV",1.88,25.91,"轻载",{"v":44.154,"d":"44.15"},"否","太平镇蒋家行政村"]
["1068","蒋家村董家台变","10kV",1.21,4.96,"轻载",{"v":222.2775,"d":"222.28"},"否","太平镇蒋家行政村"]
["1069","蒋家蒋家台变","10kV",17.38,49.1,"轻载",{"v":118.9728,"d":"118.97"},"否","太平镇蒋家行政村"]
["1070","蒋家村洼子头移民安置点","10kV",8.93,52.29,"轻载",{"v":81.963,"d":"81.96"},"否","太平镇蒋家行政村"]
["1071","蒋家村旧寨台变","10kV",5.41,52.44,"轻载",{"v":42.5655,"d":"42.57"},"否","太平镇蒋家行政村"]
["1072","莽林村芦蒿坝1#台变","10kV",8.11,26.87,"轻载",{"v":165.402,"d":"165.40"},"否","太平镇莽林行政村"]
["1073","莽林村芦蒿坝2#台变","10kV",7.16,34.22,"轻载",{"v":104.445,"d":"104.45"},"否","太平镇莽林行政村"]
["1074","莽林村罗伯寨台变","10kV",15.84,58.11,"轻载",{"v":60.5952,"d":"60.60"},"否","太平镇莽林行政村"]
["1075","蒋家村洼子头台变","10kV",1.05,3.83,"轻载",{"v":89.055,"d":"89.06"},"否","太平镇蒋家行政村"]
["1076","莽林村小水头台变","10kV",7.39,31.53,"轻载",{"v":133.3584,"d":"133.36"},"否","太平镇莽林行政村"]
["1077","蒋家村杨家台变","10kV",8.87,38.84,"轻载",{"v":102.52125,"d":"102.52"},"否","太平镇蒋家行政村"]
["1078","地理村白岩寺台变","10kV",8.26,35.44,"轻载",{"v":41.283,"d":"41.28"},"否","太平镇地理行政村"]
["1079","地理村灯塔田台变","10kV",13.1,51.37,"轻载",78.21,"否","太平镇地理行政村"]
["1080","地理村地理脉台变","10kV",12.99,37.21,"轻载",{"v":246.67335,"d":"246.67"},"否","太平镇地理行政村"]
["1081","地理村沙子坡台变","10kV",23.2,97.81,"轻载",{"v":20.736,"d":"20.74"},"否","太平镇地理行政村"]
["1082","地理村上仕官台变","10kV",16.19,77.46,"轻载",{"v":94.28625,"d":"94.29"},"否","太平镇地理行政村"]
["1083","地理村下仕官台变","10kV",10.74,42.64,"轻载",{"v":200.835,"d":"200.84"},"否","太平镇地理行政村"]
["1084","地理村仙鹅台变","10kV",12.17,45.18,"轻载",{"v":63.2376,"d":"63.24"},"否","太平镇地理行政村"]
["1085","椅子山村洞门坡台变","10kV",10.66,43.58,"轻载",{"v":80.406,"d":"80.41"},"否","太平镇椅子山行政村"]
["1086","李山村大山后台变","10kV",14,54.51,"轻载",{"v":77.4,"d":"77.40"},"否","太平镇李山行政村"]
["1087","李山村李山台变","10kV",9.9,34.76,"轻载",162.18,"否","太平镇李山行政村"]
["1088","李山村浦马山台变","10kV",11.95,48.84,"轻载",{"v":39.6225,"d":"39.62"},"否","太平镇李山行政村"]
["1089","李山上西山台变","10kV",28.27,138.37,"轻载",{"v":19.3671,"d":"19.37"},"否","太平镇李山行政村"]
["1090","李山下西山台变","10kV",12.36,38.54,"轻载",{"v":157.752,"d":"157.75"},"否","太平镇李山行政村"]
["1091","莽林村大莽林1#台变","10kV",15.27,58.21,"轻载",{"v":152.514,"d":"152.51"},"否","太平镇莽林行政村"]
["1092","莽林村大莽林2#台变","10kV",6.39,24.34,"轻载",{"v":168.498,"d":"168.50"},"否","太平镇莽林行政村"]
["1093","莽林小莽林台变","10kV",10.28,40.84,"轻载",{"v":161.496,"d":"161.50"},"否","太平镇莽林行政村"]
["1094","太平村弥勒希台变","10kV",6.47,24.09,"轻载",{"v":168.354,"d":"168.35"},"否","太平镇太平行政村"]
["1095","椅子山村上西山2#台变","10kV",4.18,43.96,"轻载",{"v":25.8714,"d":"25.87"},"否","太平镇椅子山行政村"]
["1096","太平村陈家台变","10kV",7.11,24.99,"轻载",{"v":263.34315,"d":"263.34"},"否","太平镇太平行政村"]
["1097","太平村戈家山门口台变","10kV",2.23,33.07,"轻载",{"v":26.3979,"d":"26.40"},"否","太平镇太平行政村"]
["1098","太平村戈家山台变","10kV",13.93,50.31,"轻载",{"v":77.463,"d":"77.46"},"否","太平镇太平行政村"]
["1099","太平村老街子台变","10kV",5.81,25.51,"轻载",{"v":211.9275,"d":"211.93"},"否","太平镇太平行政村"]
["1100","太平村西边山台变","10kV",9.21,48.87,"轻载",{"v":40.8555,"d":"40.86"},"否","太平镇太平行政村"]
["1101","太平村小山头台变","10kV",11.7,41.68,"轻载",{"v":127.152,"d":"127.15"},"否","太平镇太平行政村"]
["1102","太平村一碗水台变","10kV",6.5,27.96,"轻载",{"v":168.3,"d":"168.30"},"否","太平镇太平行政村"]
["1103","太平村太平公租房台变","10kV",7.81,18.93,"轻载",{"v":663.768,"d":"663.77"},"否","太平镇太平行政村"]
["1104","太平村太平街子1#台变","10kV",29.5,66.11,"轻载",{"v":158.625,"d":"158.63"},"否","太平镇太平行政村"]
["1105","太平村太平街子2#台变","10kV",17.36,48.12,"轻载",{"v":148.752,"d":"148.75"},"否","太平镇太平行政村"]
["1106","太平村太平街子3#台变","10kV",14.72,40.72,"轻载",{"v":153.504,"d":"153.50"},"否","太平镇太平行政村"]
["1107","太平村太平街子4#台变","10kV",6.06,19.76,"轻载",{"v":211.365,"d":"211.37"},"否","太平镇太平行政村"]
["1108","太平镇安置房1#台变","10kV",6.52,21.33,"轻载",420.66,"否","太平镇太平行政村"]
["1109","太平镇安置房2#台变","10kV",4.9,14.32,"轻载",684.72,"否","太平镇太平行政村"]
["1110","太平镇安置房4#台变","10kV",1.22,5.44,"轻载",{"v":711.216,"d":"711.22"},"否","太平镇太平行政村"]
["1111","太平镇安置房5#箱变","10kV",1.58,8.08,"轻载",442.89,"否","太平镇太平行政村"]
["1112","椅子山村土锅山台变","10kV",11.08,65.18,"轻载",{"v":64.0224,"d":"64.02"},"否","太平镇椅子山行政村"]
["1113","洋邑坪1#台变","10kV",8.55,21.53,"轻载",{"v":205.7625,"d":"205.76"},"否","太平镇躲安行政村"]
["1114","洋邑坪2#台变","10kV",6.93,22.32,"轻载",{"v":263.85345,"d":"263.85"},"否","太平镇躲安行政村"]
["1115","椅子山村大寨子台变","10kV",10.67,40.47,"轻载",{"v":200.9925,"d":"200.99"},"否","太平镇椅子山行政村"]
["1116","地理村勐波河台变","10kV",27.82,78.27,"轻载",{"v":32.481,"d":"32.48"},"否","太平镇地理行政村"]
["1117","大长洼台变","10kV",14.01,71.78,"轻载",{"v":38.6955,"d":"38.70"},"否","水长乡大山脚行政村"]
["1118","母鸡箐","10kV",4.35,34.04,"轻载",{"v":43.0425,"d":"43.04"},"否","水长乡大山脚行政村"]
["1119","大箐脚","10kV",12.44,53.53,"轻载",{"v":78.804,"d":"78.80"},"否","水长乡大箐脚行政村"]
["1120","大山脚","10kV",11.55,44.31,"轻载",{"v":23.8815,"d":"23.88"},"否","水长乡大山脚行政村"]
["1121","永保","10kV",8.39,22.62,"轻载",{"v":206.1225,"d":"206.12"},"否","水长乡永保行政村"]
["1122","红岩脚","10kV",14.21,56.58,"轻载",{"v":38.6055,"d":"38.61"},"否","水长乡大箐脚行政村"]
["1123","窑寨","10kV",9.98,39.32,"轻载",{"v":64.8144,"d":"64.81"},"否","水长乡大山脚行政村"]
["1124","马槽沟","10kV",18.98,91.36,"轻载",{"v":36.459,"d":"36.46"},"否","水长乡永保行政村"]
["1125","独家村","10kV",4.23,{"v":27.4,"d":"27.40"},"轻载",{"v":86.193,"d":"86.19"},"否","水长乡永保行政村"]
["1126","马鹿塘","10kV",10.01,66.11,"轻载",{"v":40.4955,"d":"40.50"},"否","水长乡大山脚行政村"]
["1127","马槽沟1#","10kV",72.56,13.09,"经济运行",{"v":7.4088,"d":"7.41"},"否","水长乡永保行政村"]
["1128","石花洞","10kV",4.35,19.21,"轻载",{"v":137.736,"d":"137.74"},"否","水长乡大山脚行政村"]
["1129","红山头","10kV",3.15,32.28,"轻载",{"v":108.95625,"d":"108.96"},"否","水长乡永保行政村"]
["1130","上坡头","10kV",7.58,28.89,"轻载",{"v":83.178,"d":"83.18"},"否","水长乡永保行政村"]
["1131","下坡头","10kV",7.61,51.56,"轻载",{"v":41.5755,"d":"41.58"},"否","水长乡永保行政村"]
["1132","江邑寨","10kV",11.95,49.73,"轻载",{"v":39.6225,"d":"39.62"},"否","水长乡大箐脚行政村"]
["1133","干塘子","10kV",13.23,{"v":60.2,"d":"60.20"},"轻载",{"v":39.0465,"d":"39.05"},"否","水长乡大山脚行政村"]
["1134","坟面前","10kV",6.19,25.47,"轻载",{"v":135.0864,"d":"135.09"},"否","水长乡永保行政村"]
["1135","杨梅箐","10kV",4.63,25.09,"轻载",{"v":137.3328,"d":"137.33"},"否","水长乡永保行政村"]
["1136","小长洼","10kV",14.48,51.67,"轻载",{"v":61.5744,"d":"61.57"},"否","水长乡大山脚行政村"]
["1137","永保移民安置点","10kV",11.51,34.92,"轻载",{"v":250.86915,"d":"250.87"},"否","水长乡永保行政村"]
["1138","红山头2#","10kV",5.26,34.54,"轻载",{"v":85.266,"d":"85.27"},"否","水长乡永保行政村"]
["1139","小水沟1#","10kV",8.28,{"v":22.2,"d":"22.20"},"轻载",{"v":132.0768,"d":"132.08"},"否","水长乡七0七社区"]
["1140","小水沟2#","10kV",10.73,32.17,"轻载",{"v":64.2744,"d":"64.27"},"否","水长乡七0七社区"]
["1141","大长山","10kV",7.47,22.82,"轻载",{"v":208.1925,"d":"208.19"},"否","水长乡平场子行政村"]
["1142","小长山","10kV",9.22,36.57,"轻载",{"v":81.702,"d":"81.70"},"否","水长乡平场子行政村"]
["1143","水长公租房一期","10kV",2.38,6.52,"轻载",{"v":702.864,"d":"702.86"},"否","水长乡七0七社区"]
["1144","水长公租房二期","10kV",2.72,9.24,"轻载",{"v":551.5776,"d":"551.58"},"否","水长乡七0七社区"]
["1145","艾家洼搬迁点一期","10kV",10.29,33.41,"轻载",{"v":201.8475,"d":"201.85"},"否","水长乡七0七社区"]
["1146","艾家洼搬迁点二期","10kV",2.04,8.64,"轻载",440.82,"否","水长乡七0七社区"]
["1147","田房","10kV",16.01,61.29,"轻载",{"v":75.591,"d":"75.59"},"否","水长乡平场子行政村"]
["1148","东寨1#","10kV",4.32,15.07,"轻载",{"v":271.2528,"d":"271.25"},"否","水长乡小官市行政村"]
["1149","东寨2#","10kV",7.39,22.93,"轻载",{"v":166.698,"d":"166.70"},"否","水长乡小官市行政村"]
["1150","胡家山","10kV",28.94,1.18,"轻载",{"v":31.977,"d":"31.98"},"否","水长乡九条沟行政村"]
["1151","热水塘","10kV",15.08,50.46,"轻载",{"v":152.856,"d":"152.86"},"否","水长乡九条沟行政村"]
["1152","朝阳村1#","10kV",6.58,30.14,"轻载",{"v":84.078,"d":"84.08"},"否","水长乡平场子行政村"]
["1153","朝阳村2#","10kV",15.44,42.72,"轻载",{"v":76.104,"d":"76.10"},"否","水长乡平场子行政村"]
["1154","懒板凳","10kV",8.73,{"v":31.6,"d":"31.60"},"轻载",{"v":258.75045,"d":"258.75"},"否","水长乡小官市行政村"]
["1155","下寨1#","10kV",7.04,25.75,"轻载",{"v":263.5416,"d":"263.54"},"否","水长乡小官市行政村"]
["1156","李家山","10kV",{"v":5.5,"d":"5.50"},29.94,"轻载",{"v":106.3125,"d":"106.31"},"否","水长乡小官市行政村"]
["1157","胡家浪坝","10kV",30.45,1.16,"经济运行",{"v":18.7785,"d":"18.78"},"否","水长乡九条沟行政村"]
["1158","平场子1#","10kV",7.63,24.18,"轻载",{"v":166.266,"d":"166.27"},"否","水长乡平场子行政村"]
["1159","平场子2#","10kV",10.96,85.89,"轻载",{"v":160.272,"d":"160.27"},"否","水长乡平场子行政村"]
["1160","王家山","10kV",14.09,50.78,"轻载",{"v":38.6595,"d":"38.66"},"否","水长乡平场子行政村"]
["1161","三棵柳1#","10kV",7.92,29.49,"轻载",{"v":132.5952,"d":"132.60"},"否","水长乡平场子行政村"]
["1162","三棵柳2#","10kV",9.3,{"v":70.4,"d":"70.40"},"轻载",{"v":40.815,"d":"40.82"},"否","水长乡平场子行政村"]
["1163","下寨2#","10kV",7.69,25.49,"轻载",{"v":83.079,"d":"83.08"},"否","水长乡小官市行政村"]
["1164","下寨3#","10kV",4.35,15.59,"轻载",172.17,"否","水长乡小官市行政村"]
["1165","上寨1#","10kV",18.9,56.68,"轻载",72.99,"否","水长乡小官市行政村"]
["1166","上寨2#","10kV",9.29,26.24,"轻载",{"v":257.16285,"d":"257.16"},"否","水长乡小官市行政村"]
["1167","兵营坡","10kV",8.22,37.73,"轻载",{"v":82.602,"d":"82.60"},"否","水长乡平场子行政村"]
["1168","龙洞","10kV",8.3,25.85,"轻载",{"v":259.9695,"d":"259.97"},"否","水长乡小官市行政村"]
["1169","绿竹箐","10kV",0.59,18.96,"轻载",{"v":26.8407,"d":"26.84"},"否","水长乡九条沟行政村"]
["1170","九条沟","10kV",11.44,37.99,"轻载",{"v":159.408,"d":"159.41"},"否","水长乡九条沟行政村"]
["1171","兵斗1#","10kV",10.98,26.64,"轻载",{"v":160.236,"d":"160.24"},"否","水长乡兵斗行政村"]
["1172","兵斗2#","10kV",8.5,38.8,"轻载",{"v":164.7,"d":"164.70"},"否","水长乡兵斗行政村"]
["1173","西寨1#","10kV",6.59,21.18,"轻载",{"v":210.1725,"d":"210.17"},"否","水长乡小官市行政村"]
["1174","西寨2#","10kV",6.8,24.05,"轻载",{"v":209.7,"d":"209.70"},"否","水长乡小官市行政村"]
["1175","照壁山","10kV",17.77,59.2,"轻载",{"v":37.0035,"d":"37.00"},"否","水长乡九条沟行政村"]
["1176","酸把山","10kV",6.95,27.22,"轻载",{"v":133.992,"d":"133.99"},"否","水长乡兵斗行政村"]
["1177","马里科","10kV",{"v":10.9,"d":"10.90"},63.92,"轻载",80.19,"否","水长乡平场子行政村"]
["1178","小官市街2#","10kV",11.84,43.17,"轻载",{"v":249.9336,"d":"249.93"},"否","水长乡小官市行政村"]
["1179","绿竹箐搬迁点","10kV",10.15,37.11,"轻载",{"v":80.865,"d":"80.87"},"否","水长乡九条沟行政村"]
["1180","小官市街1#","10kV",5.53,20.7,"轻载",{"v":267.82245,"d":"267.82"},"否","水长乡小官市行政村"]
["1181","七0七街1#","10kV",23.07,49.22,"轻载",{"v":218.09655,"d":"218.10"},"否","水长乡七0七社区"]
["1182","七0七街2#","10kV",21.76,50.63,"轻载",{"v":221.8104,"d":"221.81"},"否","水长乡七0七社区"]
["1183","七0七街3#","10kV",17.98,64.59,"轻载",{"v":232.5267,"d":"232.53"},"否","水长乡七0七社区"]
["1184","保山亿丰投资开发有限公司","10kV",7.29,15.59,"轻载",{"v":262.83285,"d":"262.83"},"否","水长乡七0七社区"]
["1185","七0七街4#","10kV",6.48,37.73,"轻载",{"v":168.336,"d":"168.34"},"否","水长乡七0七社区"]
["1186","江邑坝","10kV",12.68,38.56,"轻载",196.47,"否","水长乡水长行政村"]
["1187","桥头间","10kV",7.92,27.69,"轻载",{"v":165.744,"d":"165.74"},"否","水长乡水长行政村"]
["1188","百花山","10kV",5.84,21.56,"轻载",{"v":169.488,"d":"169.49"},"否","水长乡水长行政村"]
["1189","设桥","10kV",5.81,23.14,"轻载",{"v":135.6336,"d":"135.63"},"否","水长乡水长行政村"]
["1190","上下组","10kV",13.14,44.51,"轻载",{"v":246.2481,"d":"246.25"},"否","水长乡水长行政村"]
["1191","东边","10kV",6.9,20.84,"轻载",{"v":263.9385,"d":"263.94"},"否","水长乡水长行政村"]
["1192","上村","10kV",10.67,36.41,"轻载",{"v":160.794,"d":"160.79"},"否","水长乡水长行政村"]
["1193","东边2B","10kV",8.92,22.44,"轻载",{"v":258.2118,"d":"258.21"},"否","水长乡水长行政村"]
["1194","张家村","10kV",13.51,48.31,"轻载",{"v":155.682,"d":"155.68"},"否","水长乡水长行政村"]
["1195","连环村","10kV",10.27,27.69,"轻载",{"v":201.8925,"d":"201.89"},"否","水长乡水长行政村"]
["1196","三台村","10kV",8.28,27.8,"轻载",{"v":132.0768,"d":"132.08"},"否","水长乡水长行政村"]
["1197","周家庄","10kV",12.26,34.53,"轻载",{"v":78.966,"d":"78.97"},"否","水长乡水长行政村"]
["1198","李家村","10kV",10.82,36.83,"轻载",{"v":160.524,"d":"160.52"},"否","水长乡水长行政村"]
["1199","三台村烤炉群","10kV",1.14,15.89,"轻载",{"v":26.6922,"d":"26.69"},"否","水长乡水长行政村"]
["1200","党校台区","10kV",14.93,82.87,"轻载",{"v":76.563,"d":"76.56"},"否","由旺镇中行政村"]
["1201","梨树凹台区","10kV",8.3,32.64,"轻载",165.06,"否","由旺镇中行政村"]
["1202","沙坝地台区","10kV",4.61,13.57,"轻载",{"v":270.43065,"d":"270.43"},"否","由旺镇中行政村"]
["1203","皂角树台区","10kV",7.46,22.99,"轻载",{"v":166.572,"d":"166.57"},"否","由旺镇中行政村"]
["1204","中村台区","10kV",13.47,35.74,"轻载",{"v":124.6032,"d":"124.60"},"否","由旺镇中行政村"]
["1205","北村台变","10kV",28.83,93.62,"轻载",{"v":102.4848,"d":"102.48"},"否","由旺镇中行政村"]
["1206","常村台变","10kV",8.11,20.9,"轻载",{"v":206.7525,"d":"206.75"},"否","由旺镇常行政村"]
["1207","大南村台变","10kV",8.01,21.56,"轻载",{"v":331.164,"d":"331.16"},"否","由旺镇银川行政村"]
["1208","大寨子台变","10kV",13.11,44.43,"轻载",{"v":125.1216,"d":"125.12"},"否","由旺镇华兴行政村"]
["1209","高家田台变","10kV",1.35,8.36,"轻载",{"v":88.785,"d":"88.79"},"否","由旺镇常行政村"]
["1210","上村台变","10kV",11.18,31.64,"轻载",{"v":199.845,"d":"199.85"},"否","由旺镇中行政村"]
["1211","上下蒋台变","10kV",8.07,27.82,"轻载",{"v":206.8425,"d":"206.84"},"否","由旺镇常行政村"]
["1212","上寨台变","10kV",8.74,27.84,"轻载",{"v":205.335,"d":"205.34"},"否","由旺镇常行政村"]
["1213","太子寺台变","10kV",28.63,86.28,"轻载",{"v":102.7728,"d":"102.77"},"否","由旺镇华兴行政村"]
["1214","田心台变","10kV",9.68,31.68,"轻载",203.22,"否","由旺镇常行政村"]
["1215","团山台变","10kV",6.75,19.51,"轻载",{"v":264.36375,"d":"264.36"},"否","由旺镇常行政村"]
["1216","小保场台变","10kV",24.08,56.84,"轻载",170.82,"否","由旺镇银川行政村"]
["1217","小河边台变","10kV",13.71,51.72,"轻载",{"v":124.2576,"d":"124.26"},"否","由旺镇华兴行政村"]
["1218","小山后台变","10kV",11.43,43.85,"轻载",{"v":23.9139,"d":"23.91"},"否","由旺镇常行政村"]
["1219","银川安置房1台变(小区）","10kV",2.62,9.68,"轻载",{"v":701.136,"d":"701.14"},"否","由旺镇银川行政村"]
["1220","银川安置房2台变（小区）","10kV",{"v":1.6,"d":"1.60"},5.55,"轻载",708.48,"否","由旺镇银川行政村"]
["1221","赵余村台变","10kV",19.59,61.59,"轻载",{"v":144.738,"d":"144.74"},"否","由旺镇银川行政村"]
["1222","中寨台变","10kV",10.12,22.38,"轻载",{"v":254.8098,"d":"254.81"},"否","由旺镇常行政村"]
["1223","陈家村台变","10kV",8.39,33.33,"轻载",{"v":259.71435,"d":"259.71"},"否","由旺镇木榔行政村"]
["1224","寸家台变","10kV",11.09,28.64,"轻载",{"v":160.038,"d":"160.04"},"否","由旺镇源珠行政村"]
["1225","大寨台变","10kV",15.56,40.97,"轻载",{"v":121.5936,"d":"121.59"},"否","由旺镇木榔行政村"]
["1226","段家村台变","10kV",8.92,28.02,"轻载",{"v":258.2118,"d":"258.21"},"否","由旺镇银川行政村"]
["1227","罗家村台变","10kV",19.09,48.96,"轻载",{"v":116.5104,"d":"116.51"},"否","由旺镇银川行政村"]
["1228","摩老邓1#台","10kV",9.12,33.03,"轻载",204.48,"否","由旺镇华兴行政村"]
["1229","摩老邓2#台","10kV",13.81,39.26,"轻载",{"v":124.1136,"d":"124.11"},"否","由旺镇华兴行政村"]
["1230","沙沟台变","10kV",8.44,22.41,"轻载",{"v":259.5726,"d":"259.57"},"否","由旺镇源珠行政村"]
["1231","上木榔台变","10kV",13.04,52.06,"轻载",{"v":156.528,"d":"156.53"},"否","由旺镇木榔行政村"]
["1232","上源珠1#台变","10kV",6.52,18.36,"轻载",{"v":265.0158,"d":"265.02"},"否","由旺镇源珠行政村"]
["1233","上源珠2#台变","10kV",10.72,53.08,"轻载",{"v":128.5632,"d":"128.56"},"否","由旺镇源珠行政村"]
["1234","下大庄南台变","10kV",37.77,{"v":131.7,"d":"131.70"},"经济运行",{"v":16.8021,"d":"16.80"},"否","由旺镇大庄行政村"]
["1235","下大庄台变","10kV",24.31,66.83,"轻载",{"v":108.9936,"d":"108.99"},"否","由旺镇大庄行政村"]
["1236","下木榔台变","10kV",13.27,40.5,"轻载",{"v":156.114,"d":"156.11"},"否","由旺镇木榔行政村"]
["1237","下源珠1#台","10kV",{"v":9.2,"d":"9.20"},31.4,"轻载",{"v":257.418,"d":"257.42"},"否","由旺镇源珠行政村"]
["1238","下源珠2#台变","10kV",10.99,39.6,"轻载",{"v":200.2725,"d":"200.27"},"否","由旺镇源珠行政村"]
["1239","小摩兴台变","10kV",15.31,43.82,"轻载",{"v":76.221,"d":"76.22"},"否","由旺镇华兴行政村"]
["1240","新农村台变","10kV",10.56,32.59,"轻载",201.24,"否","由旺镇华兴行政村"]
["1241","杨二社台变","10kV",6.92,22.69,"轻载",{"v":263.8818,"d":"263.88"},"否","由旺镇银川行政村"]
["1242","杨赵村台变","10kV",19.08,55.37,"轻载",{"v":145.656,"d":"145.66"},"否","由旺镇华兴行政村"]
["1243","百福口台变","10kV",12.59,33.94,"轻载",{"v":314.676,"d":"314.68"},"否","由旺镇永福行政村"]
["1244","大坡脚台变","10kV",6.94,21.81,"轻载",{"v":263.8251,"d":"263.83"},"否","由旺镇坡脚行政村"]
["1245","丁家台变","10kV",16.7,31.78,"轻载",{"v":236.1555,"d":"236.16"},"否","由旺镇杨家行政村"]
["1246","东山坡1#台变","10kV",7.95,26.67,"轻载",{"v":260.96175,"d":"260.96"},"否","由旺镇坡脚行政村"]
["1247","东山坡2#台变","10kV",10.84,55,"轻载",{"v":64.1952,"d":"64.20"},"否","由旺镇坡脚行政村"]
["1248","沟上村台变","10kV",9.2,28.85,"轻载",{"v":204.3,"d":"204.30"},"否","由旺镇永福行政村"]
["1249","黄家店台变","10kV",14.39,35.9,"轻载",{"v":192.6225,"d":"192.62"},"否","由旺镇大庄行政村"]
["1250","开发区2台变","10kV",23.24,66.66,"轻载",172.71,"否","由旺镇由旺行政村"]
["1251","浪坝台变","10kV",31.75,97.07,"经济运行",{"v":193.48875,"d":"193.49"},"否","由旺镇坡脚行政村"]
["1252","梨园台变","10kV",13.87,46.66,"轻载",{"v":77.517,"d":"77.52"},"否","由旺镇杨家行政村"]
["1253","路东1台变","10kV",12.46,34.04,"轻载",{"v":157.572,"d":"157.57"},"否","由旺镇永福行政村"]
["1254","路东2台变","10kV",22.78,75.36,"轻载",{"v":34.749,"d":"34.75"},"否","由旺镇永福行政村"]
["1255","路西台变","10kV",22.13,64.42,"轻载",{"v":140.166,"d":"140.17"},"否","由旺镇永福行政村"]
["1256","潘家庄台变","10kV",10.96,26,"轻载",{"v":252.4284,"d":"252.43"},"否","由旺镇永福行政村"]
["1257","上大塘台变","10kV",12.26,69.52,"轻载",{"v":78.966,"d":"78.97"},"否","由旺镇杨家行政村"]
["1258","上大庄台变","10kV",28.5,76.99,"轻载",51.48,"否","由旺镇大庄行政村"]
["1259","沈家台变","10kV",9.54,38.28,"轻载",{"v":203.535,"d":"203.54"},"否","由旺镇杨家行政村"]
["1260","水坡头台变","10kV",10.06,30.83,"轻载",{"v":80.946,"d":"80.95"},"否","由旺镇杨家行政村"]
["1261","糖厂家属区","10kV",8.94,36.52,"轻载",{"v":81.954,"d":"81.95"},"否","由旺镇由旺行政村"]
["1262","土官台变","10kV",9.78,24.2,"轻载",{"v":255.7737,"d":"255.77"},"否","由旺镇杨家行政村"]
["1263","下大塘台变","10kV",9.9,44.86,"轻载",81.09,"否","由旺镇杨家行政村"]
["1264","小坡脚台变","10kV",7.85,20.87,"轻载",{"v":261.24525,"d":"261.25"},"否","由旺镇坡脚行政村"]
["1265","杨家台变","10kV",7.05,28.21,"轻载",{"v":263.51325,"d":"263.51"},"否","由旺镇杨家行政村"]
["1266","尹家庄1台变","10kV",10.78,33.16,"轻载",{"v":160.596,"d":"160.60"},"否","由旺镇坡脚行政村"]
["1267","尹家庄2台变","10kV",16.99,37.86,"轻载",{"v":149.418,"d":"149.42"},"否","由旺镇坡脚行政村"]
["1268","永福2#台变","10kV",7.74,20.78,"轻载",{"v":207.585,"d":"207.59"},"否","由旺镇永福行政村"]
["1269","永福台变","10kV",13.56,37.01,"轻载",{"v":245.0574,"d":"245.06"},"否","由旺镇永福行政村"]
["1270","由旺小高层台变","10kV",2.5,7.37,"轻载",{"v":552.825,"d":"552.83"},"否","由旺镇杨家行政村"]
["1271","北门台变","10kV",18.51,49.49,"轻载",{"v":231.02415,"d":"231.02"},"否","由旺镇由旺行政村"]
["1272","东门台变","10kV",15.03,37.23,"轻载",{"v":240.88995,"d":"240.89"},"否","由旺镇由旺行政村"]
["1273","开发区1#台变","10kV",47.22,89.49,"经济运行",{"v":149.6313,"d":"149.63"},"否","由旺镇由旺行政村"]
["1274","开发区3#台变","10kV",13.41,27.17,"轻载",{"v":311.724,"d":"311.72"},"否","由旺镇由旺行政村"]
["1275","南门台变","10kV",9.74,47.22,"轻载",{"v":255.8871,"d":"255.89"},"否","由旺镇由旺行政村"]
["1276","文笔山台变","10kV",13.6,35.83,"轻载",155.52,"否","由旺镇由旺行政村"]
["1277","西门台变","10kV",8.93,29.72,"轻载",{"v":131.1408,"d":"131.14"},"否","由旺镇由旺行政村"]
["1278","小大庄台变","10kV",32.25,86.01,"经济运行",121.95,"否","由旺镇由旺行政村"]
["1279","芭蕉林台变","10kV",4.89,21.46,"轻载",{"v":171.198,"d":"171.20"},"否","由旺镇王家行政村"]
["1280","笔头台变","10kV",6.8,26.23,"轻载",167.76,"否","由旺镇岚峰行政村"]
["1281","笔底1#台变","10kV",8.1,26.5,"轻载",165.42,"否","由旺镇大秧田行政村"]
["1282","笔底2#台变","10kV",4.37,22.55,"轻载",{"v":137.7072,"d":"137.71"},"否","由旺镇大秧田行政村"]
["1283","大谷场台变","10kV",7.69,34.31,"轻载",{"v":41.5395,"d":"41.54"},"否","由旺镇大秧田行政村"]
["1284","大浪坝台变","10kV",2.94,22.4,"轻载",{"v":43.677,"d":"43.68"},"否","由旺镇躲安行政村"]
["1285","大山脚台变","10kV",8.69,27.67,"轻载",{"v":131.4864,"d":"131.49"},"否","由旺镇躲安行政村"]
["1286","大秧田街台变","10kV",8.58,28.19,"轻载",{"v":259.1757,"d":"259.18"},"否","由旺镇大秧田行政村"]
["1287","大秧田台变","10kV",4.29,15.49,"轻载",{"v":215.3475,"d":"215.35"},"否","由旺镇大秧田行政村"]
["1288","多板山台变","10kV",4.76,59.09,"轻载",{"v":42.858,"d":"42.86"},"否","由旺镇王家行政村"]
["1289","躲安1#台变","10kV",5.7,21.5,"轻载",169.74,"否","由旺镇躲安行政村"]
["1290","躲安2#台变","10kV",7.35,27.03,"轻载",{"v":262.66275,"d":"262.66"},"否","由旺镇躲安行政村"]
["1291","躲安3#台变","10kV",5.33,22.28,"轻载",{"v":136.3248,"d":"136.32"},"否","由旺镇躲安行政村"]
["1292","郭家寨台变","10kV",8.9,27.75,"轻载",{"v":131.184,"d":"131.18"},"否","由旺镇大秧田行政村"]
["1293","合木树1#台变","10kV",10.55,27.56,"轻载",{"v":128.808,"d":"128.81"},"否","由旺镇躲安行政村"]
["1294","合木树2#台变","10kV",5.37,27.14,"轻载",{"v":136.2672,"d":"136.27"},"否","由旺镇躲安行政村"]
["1295","河外山台变","10kV",6.89,30.1,"轻载",{"v":83.799,"d":"83.80"},"否","由旺镇王家行政村"]
["1296","回龙台变","10kV",5.38,17.46,"轻载",{"v":268.2477,"d":"268.25"},"否","由旺镇躲安行政村"]
["1297","金厂桥台变","10kV",1.58,9.96,"轻载",{"v":70.8624,"d":"70.86"},"否","由旺镇躲安行政村"]
["1298","金厂台变","10kV",4.09,24.41,"轻载",{"v":172.638,"d":"172.64"},"否","由旺镇岚峰行政村"]
["1299","莽回寨台变","10kV",13.17,33.19,"轻载",{"v":125.0352,"d":"125.04"},"否","由旺镇中行政村"]
["1300","茅草地台变","10kV",6.62,28.51,"轻载",{"v":67.2336,"d":"67.23"},"否","由旺镇岚峰行政村"]
["1301","牛汪塘1#台变","10kV",5.59,23.32,"轻载",{"v":267.65235,"d":"267.65"},"否","由旺镇大秧田行政村"]
["1302","牛汪塘2#台变","10kV",8.01,43.17,"轻载",{"v":66.2328,"d":"66.23"},"否","由旺镇大秧田行政村"]
["1303","三家村台变","10kV",6.19,32.2,"轻载",{"v":42.2145,"d":"42.21"},"否","由旺镇大秧田行政村"]
["1304","山尾巴台变","10kV",17.66,51.06,"轻载",{"v":74.106,"d":"74.11"},"否","由旺镇大秧田行政村"]
["1305","上村1#台变","10kV",7.02,28.14,"轻载",{"v":209.205,"d":"209.21"},"否","由旺镇大秧田行政村"]
["1306","上村2#台变","10kV",6.83,28.07,"轻载",{"v":209.6325,"d":"209.63"},"否","由旺镇大秧田行政村"]
["1307","上桃子寨台变","10kV",7.52,25.91,"轻载",{"v":166.464,"d":"166.46"},"否","由旺镇王家行政村"]
["1308","松林台变","10kV",3.36,22.21,"轻载",{"v":173.952,"d":"173.95"},"否","由旺镇大秧田行政村"]
["1309","天生桥台变","10kV",5.51,21.39,"轻载",{"v":85.041,"d":"85.04"},"否","由旺镇王家行政村"]
["1310","王家大寨台变","10kV",6.88,28.22,"轻载",{"v":167.616,"d":"167.62"},"否","由旺镇王家行政村"]
["1311","王家台变","10kV",9.08,37.72,"轻载",{"v":81.828,"d":"81.83"},"否","由旺镇王家行政村"]
["1312","王家小寨台变","10kV",8.7,32.71,"轻载",82.17,"否","由旺镇王家行政村"]
["1313","文化村台变","10kV",9.88,26.65,"轻载",{"v":162.216,"d":"162.22"},"否","由旺镇大秧田行政村"]
["1314","下桃子寨台变","10kV",6.63,24.4,"轻载",{"v":168.066,"d":"168.07"},"否","由旺镇王家行政村"]
["1315","小水井台变","10kV",1.72,17.69,"轻载",{"v":70.7616,"d":"70.76"},"否","由旺镇躲安行政村"]
["1316","樱桃寨台变","10kV",18.18,78.88,"轻载",{"v":58.9104,"d":"58.91"},"否","由旺镇岚峰行政村"]
["1317","转龙台变","10kV",3.9,16.84,"轻载",86.49,"否","由旺镇王家行政村"]
["1318","岚峰台变","10kV",13.31,42.22,"轻载",{"v":156.042,"d":"156.04"},"否","由旺镇岚峰行政村"]
["1319","大坪地台变","10kV",9.47,44.92,"轻载",{"v":81.477,"d":"81.48"},"否","老麦乡黄家行政村"]
["1320","小箐台变","10kV",5.24,26.65,"轻载",{"v":170.568,"d":"170.57"},"否","老麦乡黄家行政村"]
["1321","余家台变","10kV",5.26,23.01,"轻载",{"v":136.4256,"d":"136.43"},"否","老麦乡黄家行政村"]
["1322","黄家上寨台变","10kV",5.34,55.4,"轻载",{"v":136.3104,"d":"136.31"},"否","老麦乡黄家行政村"]
["1323","小塘子1号台变","10kV",6.12,27.5,"轻载",{"v":84.492,"d":"84.49"},"否","老麦乡黄家行政村"]
["1324","热水塘台变","10kV",23.42,92.43,"轻载",{"v":68.922,"d":"68.92"},"否","老麦乡黄家行政村"]
["1325","大桥1号台变","10kV",2.18,12.76,"轻载",{"v":140.8608,"d":"140.86"},"否","老麦乡黄家行政村"]
["1326","小塘子2号台变","10kV",8.21,27.44,"轻载",{"v":165.222,"d":"165.22"},"否","老麦乡黄家行政村"]
["1327","小塘子3号台变","10kV",9.91,35.89,"轻载",{"v":81.081,"d":"81.08"},"否","老麦乡黄家行政村"]
["1328","双龙街台变","10kV",7.26,29.88,"轻载",{"v":83.466,"d":"83.47"},"否","老麦乡黄家行政村"]
["1329","小高层台变","10kV",1.62,29.19,"轻载",{"v":354.168,"d":"354.17"},"否","老麦乡太和行政村"]
["1330","平地小坡台变","10kV",4.49,23.41,"轻载",{"v":85.959,"d":"85.96"},"否","老麦乡黄家行政村"]
["1331","大桥2号台变","10kV",4.91,23.66,"轻载",{"v":171.162,"d":"171.16"},"否","老麦乡黄家行政村"]
["1332","搬旧1号台变","10kV",9.27,41.19,"轻载",{"v":102.07125,"d":"102.07"},"否","老麦乡茨桶行政村"]
["1333","搬旧2号台变","10kV",12.59,50.2,"轻载",{"v":125.8704,"d":"125.87"},"否","老麦乡茨桶行政村"]
["1334","搬旧3号台变","10kV",7.01,26.07,"轻载",{"v":167.382,"d":"167.38"},"否","老麦乡茨桶行政村"]
["1335","搬旧4号台变","10kV",9.81,29.92,"轻载",{"v":202.9275,"d":"202.93"},"否","老麦乡茨桶行政村"]
["1336","蔡家寨1号台变","10kV",5.8,17.09,"轻载",{"v":135.648,"d":"135.65"},"否","老麦乡清河行政村"]
["1337","蔡家寨2号台变","10kV",6.39,26.46,"轻载",{"v":67.3992,"d":"67.40"},"否","老麦乡清河行政村"]
["1338","芦子箐台变","10kV",7.45,106.47,"轻载",{"v":133.272,"d":"133.27"},"否","老麦乡清河行政村"]
["1339","小朴寨1号台变","10kV",5.33,22.38,"轻载",{"v":170.406,"d":"170.41"},"否","老麦乡清河行政村"]
["1340","小朴寨2号台变","10kV",5.95,28.04,"轻载",{"v":105.80625,"d":"105.81"},"否","老麦乡清河行政村"]
["1341","干河台变","10kV",{"v":6.2,"d":"6.20"},26.33,"轻载",{"v":135.072,"d":"135.07"},"否","老麦乡清河行政村"]
["1342","平山头台变","10kV",7.38,31.57,"轻载",{"v":133.3728,"d":"133.37"},"否","老麦乡清河行政村"]
["1343","清河街1号台变","10kV",7.68,27.74,"轻载",{"v":261.7272,"d":"261.73"},"否","老麦乡清河行政村"]
["1344","清河街2号台变","10kV",10.37,35.46,"轻载",{"v":80.667,"d":"80.67"},"否","老麦乡清河行政村"]
["1345","大寨1号台变","10kV",13.37,41.52,"轻载",{"v":194.9175,"d":"194.92"},"否","老麦乡红谷行政村"]
["1346","大寨2号台变","10kV",3.02,14.94,"轻载",{"v":139.6512,"d":"139.65"},"否","老麦乡红谷行政村"]
["1347","老玉书1号台变","10kV",7.76,28.46,"轻载",{"v":166.032,"d":"166.03"},"否","老麦乡红谷行政村"]
["1348","老玉书2号台变","10kV",{"v":7.2,"d":"7.20"},32.22,"轻载",83.52,"否","老麦乡红谷行政村"]
["1349","小寨子台变","10kV",13.57,50.71,"轻载",{"v":62.2296,"d":"62.23"},"否","老麦乡清河行政村"]
["1350","大思索台变","10kV",15.44,51.79,"轻载",{"v":76.104,"d":"76.10"},"否","老麦乡清河行政村"]
["1351","小尖山台变","10kV",23.92,85.19,"轻载",{"v":54.7776,"d":"54.78"},"否","老麦乡清河行政村"]
["1352","长箐台变","10kV",3.29,21.44,"轻载",{"v":69.6312,"d":"69.63"},"否","老麦乡清河行政村"]
["1353","龙洞1号台变","10kV",4.65,23.64,"轻载",{"v":107.26875,"d":"107.27"},"否","老麦乡清河行政村"]
["1354","龙洞2号台变","10kV",6.95,24.82,"轻载",{"v":83.745,"d":"83.75"},"否","老麦乡清河行政村"]
["1355","梧木桶1号台变","10kV",3.65,24.08,"轻载",{"v":138.744,"d":"138.74"},"否","老麦乡清河行政村"]
["1356","梧木桶2号台变","10kV",6.55,24.49,"轻载",{"v":134.568,"d":"134.57"},"否","老麦乡清河行政村"]
["1357","茶花箐台变","10kV",5.19,31.36,"轻载",{"v":42.6645,"d":"42.66"},"否","老麦乡清河行政村"]
["1358","马槽沟台变","10kV",4.85,22.57,"轻载",{"v":214.0875,"d":"214.09"},"否","老麦乡清河行政村"]
["1359","小桥台变","10kV",8.98,44.03,"轻载",{"v":65.5344,"d":"65.53"},"否","老麦乡清河行政村"]
["1360","回龙山台变","10kV",22.37,86.13,"轻载",{"v":34.9335,"d":"34.93"},"否","老麦乡红谷行政村"]
["1361","土地坛台变","10kV",3.28,75.99,"轻载",{"v":87.048,"d":"87.05"},"否","老麦乡清河行政村"]
["1362","扭松林台变","10kV",3.83,25.97,"轻载",{"v":138.4848,"d":"138.48"},"否","老麦乡清河行政村"]
["1363","大寨山后台变","10kV",9.84,26.66,"轻载",{"v":40.572,"d":"40.57"},"否","老麦乡红谷行政村"]
["1364","懒坡山台变","10kV",4.36,19.7,"轻载",{"v":86.076,"d":"86.08"},"否","老麦乡清河行政村"]
["1365","沙子坡台变","10kV",5.98,23.25,"轻载",{"v":135.3888,"d":"135.39"},"否","老麦乡清河行政村"]
["1366","红谷大山头台变","10kV",1.87,19.39,"轻载",{"v":88.317,"d":"88.32"},"否","老麦乡红谷行政村"]
["1367","半坡寨","10kV",10.24,51.33,"轻载",{"v":24.2352,"d":"24.24"},"否","老麦乡红谷行政村"]
["1368","高家寨2号台变","10kV",4.74,20.3,"轻载",{"v":137.1744,"d":"137.17"},"否","老麦乡太和行政村"]
["1369","太和移民点1号台变","10kV",12.95,34.92,"轻载",{"v":246.78675,"d":"246.79"},"否","老麦乡太和行政村"]
["1370","高家寨3号台变","10kV",5.58,21.27,"轻载",{"v":169.956,"d":"169.96"},"否","老麦乡太和行政村"]
["1371","对门山台变","10kV",4.47,19.26,"轻载",{"v":171.954,"d":"171.95"},"否","老麦乡太和行政村"]
["1372","东林山台变","10kV",4.38,22.06,"轻载",{"v":137.6928,"d":"137.69"},"否","老麦乡太和行政村"]
["1373","新寨2号台变","10kV",7.02,22.57,"轻载",{"v":209.205,"d":"209.21"},"否","老麦乡太和行政村"]
["1374","新寨1号台变","10kV",5.5,22.73,"轻载",{"v":212.625,"d":"212.63"},"否","老麦乡太和行政村"]
["1375","落水塘台变","10kV",4.84,20.19,"轻载",{"v":137.0304,"d":"137.03"},"否","老麦乡太和行政村"]
["1376","段家松林台变","10kV",4.62,24.28,"轻载",{"v":137.3472,"d":"137.35"},"否","老麦乡太和行政村"]
["1377","松林寨台变","10kV",5.23,23,"轻载",{"v":213.2325,"d":"213.23"},"否","老麦乡太和行政村"]
["1378","高家寨1号台变","10kV",4.51,13.71,"轻载",{"v":270.71415,"d":"270.71"},"否","老麦乡太和行政村"]
["1379","新房子台变","10kV",12.1,27.73,"轻载",{"v":126.576,"d":"126.58"},"否","老麦乡太和行政村"]
["1380","老坪地台变","10kV",6.62,21.69,"轻载",{"v":134.4672,"d":"134.47"},"否","老麦乡太和行政村"]
["1381","太和2B台变","10kV",9.63,26.89,"轻载",{"v":325.332,"d":"325.33"},"否","老麦乡太和行政村"]
["1382","塘子边台变","10kV",4.85,18.23,"轻载",171.27,"否","老麦乡太和行政村"]
["1383","箐脚台变","10kV",11.02,26.49,"轻载",{"v":160.164,"d":"160.16"},"否","老麦乡太和行政村"]
["1384","太和移民点2号台变","10kV",9.71,24.55,"轻载",{"v":255.97215,"d":"255.97"},"否","老麦乡太和行政村"]
["1385","太和1B台变","10kV",14.65,40.93,"轻载",{"v":241.96725,"d":"241.97"},"否","老麦乡太和行政村"]
["1386","岩子头台变","10kV",8.35,27.07,"轻载",{"v":206.2125,"d":"206.21"},"否","老麦乡太和行政村"]
["1387","王家龙洞烤房群台变","10kV",0.03,0.04,"轻载",{"v":44.9865,"d":"44.99"},"否","老麦乡太和行政村"]
["1388","对门坡烤房群台变","10kV",3.46,55.36,"轻载",{"v":43.443,"d":"43.44"},"否","老麦乡太和行政村"]
["1389","老麦街台变","10kV",12.78,40.79,"轻载",{"v":247.2687,"d":"247.27"},"否","老麦乡老麦行政村"]
["1390","大寨坡1号台变","10kV",5.54,30.73,"轻载",{"v":85.014,"d":"85.01"},"否","老麦乡老麦行政村"]
["1391","大寨坡2号台变","10kV",4.34,54.96,"轻载",{"v":43.047,"d":"43.05"},"否","老麦乡老麦行政村"]
["1392","河边台变","10kV",11.43,41.74,"轻载",{"v":99.64125,"d":"99.64"},"否","老麦乡老麦行政村"]
["1393","竹林台变","10kV",14.6,44.69,"轻载",{"v":122.976,"d":"122.98"},"否","老麦乡老麦行政村"]
["1394","白邑寨1号台变","10kV",9.2,26.59,"轻载",163.44,"否","老麦乡老麦行政村"]
["1395","白邑寨2号台变","10kV",9.79,26.6,"轻载",{"v":162.378,"d":"162.38"},"否","老麦乡老麦行政村"]
["1396","白邑寨3号台变","10kV",6.8,25.69,"轻载",{"v":134.208,"d":"134.21"},"否","老麦乡老麦行政村"]
["1397","老麦地台变","10kV",16.57,58.44,"轻载",{"v":187.7175,"d":"187.72"},"否","老麦乡老麦行政村"]
["1398","杨柳移民点台变","10kV",8.18,22.87,"轻载",{"v":206.595,"d":"206.60"},"否","老麦乡杨柳行政村"]
["1399","梨园台变","10kV",5.66,21.21,"轻载",{"v":267.4539,"d":"267.45"},"否","老麦乡杨柳行政村"]
["1400","杨柳对门山台变","10kV",8.47,42.44,"轻载",{"v":164.754,"d":"164.75"},"否","老麦乡杨柳行政村"]
["1401","九角山台变","10kV",8.29,38.52,"轻载",{"v":82.539,"d":"82.54"},"否","老麦乡杨柳行政村"]
["1402","平头山1号台变","10kV",6.02,27.97,"轻载",{"v":169.164,"d":"169.16"},"否","老麦乡杨柳行政村"]
["1403","平头山2号台变","10kV",6.32,28.52,"轻载",105.39,"否","老麦乡杨柳行政村"]
["1404","平头山3号台变","10kV",7.37,25.21,"轻载",{"v":104.20875,"d":"104.21"},"否","老麦乡杨柳行政村"]
["1405","寺后台变","10kV",6.11,25.26,"轻载",{"v":211.2525,"d":"211.25"},"否","老麦乡杨柳行政村"]
["1406","杨柳街台变","10kV",3.62,14.64,"轻载",{"v":273.2373,"d":"273.24"},"否","老麦乡杨柳行政村"]
["1407","上下龙井台变","10kV",7.16,38.61,"轻载",208.89,"否","老麦乡杨柳行政村"]
["1408","独家村台变","10kV",11.18,46.13,"轻载",{"v":39.969,"d":"39.97"},"否","老麦乡杨柳行政村"]
["1409","苤菜凹台变","10kV",13.82,47.26,"轻载",{"v":124.0992,"d":"124.10"},"否","老麦乡杨柳行政村"]
["1410","老虎洞台变","10kV",12.76,74.49,"轻载",{"v":39.258,"d":"39.26"},"否","老麦乡杨柳行政村"]
["1411","老麦地烤房群台变","10kV",16.57,58.44,"轻载",{"v":37.5435,"d":"37.54"},"否","老麦乡老麦行政村"]
["1412","茨桶上寨台变","10kV",22.68,77.44,"轻载",{"v":55.6704,"d":"55.67"},"否","老麦乡茨桶行政村"]
["1413","塘子坡台变","10kV",27.28,114.48,"轻载",{"v":19.6344,"d":"19.63"},"否","老麦乡茨桶行政村"]
["1414","茨桶中寨台变","10kV",2.46,9.12,"轻载",{"v":109.7325,"d":"109.73"},"否","老麦乡茨桶行政村"]
["1415","陡坡头台变","10kV",1.8,7.74,"轻载",{"v":141.408,"d":"141.41"},"否","老麦乡茨桶行政村"]
["1416","保场塘子边","10kV",0.71,16.33,"轻载",{"v":26.8083,"d":"26.81"},"否","仁和镇保场行政村"]
["1417","保场山神庙","10kV",1.27,23.15,"轻载",{"v":26.6571,"d":"26.66"},"否","仁和镇保场行政村"]
["1418","小坝","10kV",9.19,27.79,"轻载",{"v":257.44635,"d":"257.45"},"否","仁和镇查邑行政村"]
["1419","查邑1#","10kV",11.48,37.26,"轻载",{"v":250.9542,"d":"250.95"},"否","仁和镇查邑行政村"]
["1420","毛家村2#","10kV",8.64,24.2,"轻载",205.56,"否","仁和镇查邑行政村"]
["1421","龙华","10kV",14.85,28.41,"轻载",{"v":191.5875,"d":"191.59"},"否","仁和镇苏家行政村"]
["1422","苏家村1#","10kV",13.65,34.2,"轻载",{"v":194.2875,"d":"194.29"},"否","仁和镇苏家行政村"]
["1423","三棵松1#","10kV",11.68,46.13,"轻载",{"v":158.976,"d":"158.98"},"否","仁和镇苏家行政村"]
["1424","三棵松2#","10kV",11.41,34.06,"轻载",{"v":159.462,"d":"159.46"},"否","仁和镇苏家行政村"]
["1425","杨辉村3#","10kV",5.02,62.48,"轻载",{"v":213.705,"d":"213.71"},"否","仁和镇苏家行政村"]
["1426","苏家村2#","10kV",15.64,40.77,"轻载",189.81,"否","仁和镇苏家行政村"]
["1427","毛家村1#","10kV",9.72,26.1,"轻载",203.13,"否","仁和镇查邑行政村"]
["1428","查邑2#","10kV",7.55,24.02,"轻载",{"v":262.09575,"d":"262.10"},"否","仁和镇查邑行政村"]
["1429","平街","10kV",18.26,68.06,"轻载",{"v":147.132,"d":"147.13"},"否","仁和镇查邑行政村"]
["1430","岩子寺","10kV",11.92,43.43,"轻载",{"v":126.8352,"d":"126.84"},"否","仁和镇查邑行政村"]
["1431","大坝","10kV",12.04,33.76,"轻载",197.91,"否","仁和镇菠萝行政村"]
["1432","杨家村1#","10kV",6.92,20.37,"轻载",{"v":263.8818,"d":"263.88"},"否","仁和镇菠萝行政村"]
["1433","大河边","10kV",13.44,30.64,"轻载",{"v":245.3976,"d":"245.40"},"否","仁和镇五楼行政村"]
["1434","棉花村","10kV",10.12,29.28,"轻载",{"v":161.784,"d":"161.78"},"否","仁和镇五楼行政村"]
["1435","横沟2#","10kV",8.92,28.04,"轻载",{"v":258.2118,"d":"258.21"},"否","仁和镇五楼行政村"]
["1436","汉村1#","10kV",12.06,40.16,"轻载",{"v":249.3099,"d":"249.31"},"否","仁和镇五楼行政村"]
["1437","沙子坪","10kV",13.09,28.08,"轻载",{"v":246.38985,"d":"246.39"},"否","仁和镇五楼行政村"]
["1438","古子村","10kV",18.17,51.87,"轻载",{"v":294.588,"d":"294.59"},"否","仁和镇五楼行政村"]
["1439","山脚村1#","10kV",8.68,26.62,"轻载",{"v":164.376,"d":"164.38"},"否","仁和镇五楼行政村"]
["1440","柿子园1#","10kV",6.59,24.11,"轻载",{"v":264.81735,"d":"264.82"},"否","仁和镇菠萝行政村"]
["1441","大河口1#","10kV",5.89,19.56,"轻载",{"v":169.398,"d":"169.40"},"否","仁和镇菠萝行政村"]
["1442","羊毛村1#","10kV",14.11,41.96,"轻载",{"v":193.2525,"d":"193.25"},"否","仁和镇菠萝行政村"]
["1443","赵家村","10kV",8.8,28.25,"轻载",{"v":258.552,"d":"258.55"},"否","仁和镇张家行政村"]
["1444","杨辉村1#","10kV",12.26,43.51,"轻载",{"v":126.3456,"d":"126.35"},"否","仁和镇张家行政村"]
["1445","迎将村南","10kV",28.07,87.94,"轻载",{"v":64.737,"d":"64.74"},"否","仁和镇张家行政村"]
["1446","张家村1#","10kV",8.49,26.38,"轻载",{"v":259.43085,"d":"259.43"},"否","仁和镇张家行政村"]
["1447","保场武侯","10kV",9.08,28.77,"轻载",204.57,"否","仁和镇保场行政村"]
["1448","保场北组1#","10kV",11.81,35.53,"轻载",{"v":250.01865,"d":"250.02"},"否","仁和镇保场行政村"]
["1449","土官村","10kV",14.85,28.2,"轻载",{"v":241.40025,"d":"241.40"},"否","仁和镇土官行政村"]
["1450","李家村","10kV",7.98,23.24,"轻载",{"v":207.045,"d":"207.05"},"否","仁和镇土官行政村"]
["1451","代家洼","10kV",8.95,20.99,"轻载",{"v":258.12675,"d":"258.13"},"否","仁和镇土官行政村"]
["1452","何家村","10kV",10.15,27.24,"轻载",{"v":202.1625,"d":"202.16"},"否","仁和镇土官行政村"]
["1453","四大庄北","10kV",8.36,23.77,"轻载",{"v":259.7994,"d":"259.80"},"否","由旺镇四大庄行政村"]
["1454","四大庄南1#","10kV",12.51,27.65,"轻载",{"v":248.03415,"d":"248.03"},"否","由旺镇四大庄行政村"]
["1455","迎将村北","10kV",7.5,31.56,"轻载",{"v":166.5,"d":"166.50"},"否","仁和镇张家行政村"]
["1456","移民点","10kV",11.14,44.36,"轻载",{"v":99.9675,"d":"99.97"},"否","老麦乡红谷行政村"]
["1457","菠萝村1#","10kV",20.5,73.21,"轻载",114.48,"否","仁和镇菠萝行政村"]
["1458","菠萝村2#","10kV",11.52,35.88,"轻载",199.08,"否","仁和镇菠萝行政村"]
["1459","菠萝村3#","10kV",14.52,36.93,"轻载",192.33,"否","仁和镇菠萝行政村"]
["1460","丁家村","10kV",12.03,31.06,"轻载",{"v":197.9325,"d":"197.93"},"否","仁和镇保场行政村"]
["1461","保场街南","10kV",38.46,78.42,"经济运行",{"v":174.4659,"d":"174.47"},"否","仁和镇保场行政村"]
["1462","三棵松3#","10kV",20.61,77.29,"轻载",{"v":35.7255,"d":"35.73"},"否","仁和镇苏家行政村"]
["1463","杨辉村2#","10kV",12.14,37.08,"轻载",{"v":197.685,"d":"197.69"},"否","仁和镇张家行政村"]
["1464","汉村2#","10kV",9.39,31.9,"轻载",{"v":130.4784,"d":"130.48"},"否","仁和镇五楼行政村"]
["1465","保场山脚","10kV",6.85,21.72,"轻载",{"v":264.08025,"d":"264.08"},"否","仁和镇保场行政村"]
["1466","保场北组2#","10kV",22.27,54.73,"轻载",{"v":139.914,"d":"139.91"},"否","仁和镇保场行政村"]
["1467","羊毛村2#","10kV",11.78,37.23,"轻载",{"v":198.495,"d":"198.50"},"否","仁和镇菠萝行政村"]
["1468","柿子园2#","10kV",7.4,24.72,"轻载",208.35,"否","仁和镇菠萝行政村"]
["1469","山脚村2#","10kV",11.23,28.33,"轻载",{"v":199.7325,"d":"199.73"},"否","仁和镇五楼行政村"]
["1470","张家村2#","10kV",9.39,27.13,"轻载",{"v":203.8725,"d":"203.87"},"否","仁和镇张家行政村"]
["1471","落白寨","10kV",11.87,38.76,"轻载",{"v":99.14625,"d":"99.15"},"否","老麦乡红谷行政村"]
["1472","排坊山","10kV",3.02,15.3,"轻载",{"v":87.282,"d":"87.28"},"否","老麦乡红谷行政村"]
["1473","杨家村2#","10kV",5.83,20.52,"轻载",{"v":266.97195,"d":"266.97"},"否","仁和镇菠萝行政村"]
["1474","大河口2#","10kV",11.16,43.68,"轻载",{"v":159.912,"d":"159.91"},"否","仁和镇菠萝行政村"]
["1475","菠萝闸","10kV",9.27,27.66,"轻载",{"v":204.1425,"d":"204.14"},"否","仁和镇菠萝行政村"]
["1476","横沟1#","10kV",10.82,28.13,"轻载",{"v":252.8253,"d":"252.83"},"否","仁和镇五楼行政村"]
["1477","小马桥","10kV",11.09,28.25,"轻载",{"v":200.0475,"d":"200.05"},"否","仁和镇土官行政村"]
["1478","四大庄南2#","10kV",5.48,20.8,"轻载",{"v":267.9642,"d":"267.96"},"否","由旺镇四大庄行政村"]
["1479","一丘田台变","10kV",15.55,46.5,"轻载",{"v":76.005,"d":"76.01"},"否","太平镇大坪子行政村"]
["1480","大山头台变","10kV",18.2,51.31,"轻载",36.81,"否","太平镇大坪子行政村"]
["1481","梨坪1#台变","10kV",4.59,39.02,"轻载",{"v":42.9345,"d":"42.93"},"否","太平镇大坪子行政村"]
["1482","梨坪2#台变","10kV",6.84,44.22,"轻载",{"v":25.1532,"d":"25.15"},"否","太平镇大坪子行政村"]
["1483","大坪子2#台变","10kV",8.65,22.96,"轻载",{"v":82.215,"d":"82.22"},"否","太平镇大坪子行政村"]
["1484","大坪子1#台变","10kV",6.35,20.64,"轻载",{"v":210.7125,"d":"210.71"},"否","太平镇大坪子行政村"]
["1485","硝水台变","10kV",9.4,28.43,"轻载",{"v":65.232,"d":"65.23"},"否","太平镇大坪子行政村"]
["1486","金刚元台变","10kV",5.94,40.44,"轻载",{"v":169.308,"d":"169.31"},"否","太平镇大坪子行政村"]
["1487","红旗桥台变","10kV",19.65,52.67,"轻载",{"v":36.1575,"d":"36.16"},"否","太平镇大坪子行政村"]
["1488","子根田台变","10kV",4.57,22.8,"轻载",{"v":68.7096,"d":"68.71"},"否","太平镇大坪子行政村"]
["1489","等子基地台变","10kV",23.52,73.96,"轻载",{"v":34.416,"d":"34.42"},"否","太平镇大坪子行政村"]
["1490","黄鳝水台变","10kV",6.75,38.47,"轻载",{"v":41.9625,"d":"41.96"},"否","太平镇乌木行政村"]
["1491","乌里台变","10kV",18.42,48.71,"轻载",{"v":73.422,"d":"73.42"},"否","太平镇乌木行政村"]
["1492","大乌凹台变","10kV",2.37,19.04,"轻载",{"v":70.2936,"d":"70.29"},"否","太平镇乌木行政村"]
["1493","大乌凹2号台变","10kV",4.57,40.42,"轻载",{"v":42.9435,"d":"42.94"},"否","太平镇乌木行政村"]
["1494","水柱台变","10kV",7.56,67.85,"轻载",{"v":24.9588,"d":"24.96"},"否","太平镇乌木行政村"]
["1495","老彪山台变","10kV",13.58,53.73,"轻载",{"v":38.889,"d":"38.89"},"否","太平镇乌木行政村"]
["1496","大田山台变","10kV",6.9,29.18,"轻载",83.79,"否","太平镇乌木行政村"]
["1497","乌木台变","10kV",22.88,83.21,"轻载",{"v":69.408,"d":"69.41"},"否","太平镇乌木行政村"]
["1498","小坪地台变","10kV",21.98,72.53,"轻载",{"v":35.109,"d":"35.11"},"否","太平镇乌木行政村"]
["1499","黑龙台变","10kV",10.06,93.33,"轻载",{"v":24.2838,"d":"24.28"},"否","太平镇乌木行政村"]
["1500","大田丫口台变","10kV",3.96,34.17,"轻载",{"v":86.436,"d":"86.44"},"否","太平镇乌木行政村"]
["1501","杨家田台变","10kV",8.17,27.05,"轻载",{"v":260.33805,"d":"260.34"},"否","太平镇绿水行政村"]
["1502","居梨林台变","10kV",4.57,18.21,"轻载",{"v":171.774,"d":"171.77"},"否","太平镇龙洞行政村"]
["1503","龙洞台变","10kV",10.76,62.73,"轻载",{"v":252.9954,"d":"253.00"},"否","太平镇龙洞行政村"]
["1504","大林子台变","10kV",5.39,32.2,"轻载",{"v":42.5745,"d":"42.57"},"否","太平镇龙洞行政村"]
["1505","啊凹龙台变","10kV",3.25,26.12,"轻载",{"v":87.075,"d":"87.08"},"否","太平镇龙洞行政村"]
["1506","下坝台变","10kV",4.18,30.62,"轻载",{"v":86.238,"d":"86.24"},"否","太平镇下坝行政村"]
["1507","沙子山台变","10kV",4.13,21.89,"轻载",{"v":86.283,"d":"86.28"},"否","太平镇下坝行政村"]
["1508","张家寨台变","10kV",8.6,34.78,"轻载",164.52,"否","太平镇下坝行政村"]
["1509","塘房台变","10kV",8.73,39.18,"轻载",{"v":82.143,"d":"82.14"},"否","太平镇下坝行政村"]
["1510","上新寨台变","10kV",12.05,51.1,"轻载",{"v":79.155,"d":"79.16"},"否","太平镇下坝行政村"]
["1511","下新寨台变","10kV",6.42,29.35,"轻载",{"v":67.3776,"d":"67.38"},"否","太平镇下坝行政村"]
["1512","三台山台变","10kV",4.81,23.08,"轻载",{"v":68.5368,"d":"68.54"},"否","太平镇下坝行政村"]
["1513","横沟台变","10kV",10.99,42.83,"轻载",{"v":64.0872,"d":"64.09"},"否","太平镇下坝行政村"]
["1514","攀枝花台变","10kV",6.98,38.57,"轻载",{"v":66.9744,"d":"66.97"},"否","太平镇下坝行政村"]
["1515","旧寨台变","10kV",5.41,52.44,"轻载",{"v":85.131,"d":"85.13"},"否","太平镇下坝行政村"]
["1516","思腊1#台变","10kV",4.27,32.43,"轻载",{"v":86.157,"d":"86.16"},"否","太平镇思腊行政村"]
["1517","思腊2#台变","10kV",6.35,21.79,"轻载",{"v":265.49775,"d":"265.50"},"否","太平镇思腊行政村"]
["1518","思腊3#台变","10kV",3.85,31.78,"轻载",{"v":43.2675,"d":"43.27"},"否","太平镇思腊行政村"]
["1519","上回龙台变","10kV",6.2,28.24,"轻载",211.05,"否","太平镇思腊行政村"]
["1520","下回龙台变","10kV",6.53,32.8,"轻载",{"v":84.123,"d":"84.12"},"否","太平镇思腊行政村"]
["1521","红坡头台变","10kV",12.77,40.12,"轻载",{"v":78.507,"d":"78.51"},"否","太平镇思腊行政村"]
["1522","羊山头台变","10kV",5.37,30.59,"轻载",{"v":85.167,"d":"85.17"},"否","太平镇等子行政村"]
["1523","等子街台变","10kV",27.25,70.77,"轻载",130.95,"否","太平镇等子行政村"]
["1524","上等子台变","10kV",13.15,60.76,"轻载",{"v":125.064,"d":"125.06"},"否","太平镇等子行政村"]
["1525","下等子台变","10kV",16.51,58.77,"轻载",{"v":75.141,"d":"75.14"},"否","太平镇等子行政村"]
["1526","老鲁田台变","10kV",20.61,143.36,"轻载",{"v":35.7255,"d":"35.73"},"否","太平镇等子行政村"]
["1527","保子地台变","10kV",8.67,33.75,"轻载",{"v":164.394,"d":"164.39"},"否","太平镇绿水行政村"]
["1528","核桃树台变","10kV",13.88,61.17,"轻载",{"v":62.0064,"d":"62.01"},"否","太平镇绿水行政村"]
["1529","绿水台变","10kV",13.6,48.1,"轻载",{"v":62.208,"d":"62.21"},"否","太平镇绿水行政村"]
["1530","田坝台变","10kV",10.55,95.52,"轻载",{"v":80.505,"d":"80.51"},"否","太平镇绿水行政村"]
["1531","岩子脚台变","10kV",4.84,37.78,"轻载",{"v":42.822,"d":"42.82"},"否","太平镇绿水行政村"]
["1532","王家田1#台变","10kV",6.1,26.52,"轻载",{"v":135.216,"d":"135.22"},"否","太平镇绿水行政村"]
["1533","王家田2#台变","10kV",7.03,22.31,"轻载",{"v":167.346,"d":"167.35"},"否","太平镇绿水行政村"]
["1534","长安坝台变","10kV",5.5,30.41,"轻载",136.08,"否","太平镇长安行政村"]
["1535","石门砍台变","10kV",3,16.7,"轻载",{"v":87.3,"d":"87.30"},"否","太平镇长安行政村"]
["1536","长安街台变","10kV",8.51,29.93,"轻载",{"v":164.682,"d":"164.68"},"否","太平镇长安行政村"]
["1537","打芭箐台变","10kV",8.08,34.98,"轻载",{"v":82.728,"d":"82.73"},"否","太平镇长安行政村"]