{"text_format":"3","workbook":"xlsx","n_sheets":3,"sheets":["Sheet1","Sheet2","Sheet3"],"not_rendered":{"defined_names":1},"read":"whole","date_system":"1900"}

{"sheet":"Sheet1","index":0,"n_rows":1421,"n_cols":9,"rows_kept":1421,"merged":[[0,0,0,8]]}
["保山电力龙陵分公司2024年4季度配电网接入能力公示表"]
["序号","设备名称（准确、完整描述配变名称）","电压等级(kV)","季度平均负载率（%）","最大负载率（%）","负载情况（轻载、重载、过载）","可开放容量(kVA)","是否接入受限（是/否）","覆盖区域（以“县区-乡镇或街道办-村委会或社区-村或小区”的地址层级进行公示）"]
[1,"048-白家寨村公所变","10kV",8,33.86,"轻载",{"v":165.6,"d":"165.60"},"否","白家寨村"]
[2,"048-白家寨大河边变","10kV",15.92,62.05,"轻载",{"v":75.672,"d":"75.67"},"否","白家寨村"]
[3,"048-白家寨大竹林变","10kV",6.16,26.79,"轻载",{"v":135.1296,"d":"135.13"},"否","白家寨村"]
[4,"048-白家寨老户蚌变","10kV",0.79,5.2,"轻载",{"v":142.8624,"d":"142.86"},"否","白家寨村"]
[5,"048-白家寨弯山变","10kV",7.66,29.26,"轻载",{"v":41.553,"d":"41.55"},"否","白家寨村"]
[6,"048-蕨叶坡变","10kV",14.14,54.36,"轻载",{"v":38.637,"d":"38.64"},"否","白家寨村"]
[7,"048-老户蚌新农村变","10kV",7.07,31.62,"轻载",{"v":209.0925,"d":"209.09"},"否","白家寨村"]
[8,"048-老禄树变","10kV",5.67,44.45,"轻载",{"v":25.4691,"d":"25.47"},"否","白家寨村"]
[9,"048-老绿树新农村变","10kV",3.5,16.08,"轻载",69.48,"否","白家寨村"]
[10,"048-龙山赧场变","10kV",32.38,62.92,"经济运行",{"v":243.432,"d":"243.43"},"否","赧场社区"]
[11,"048-赧场2号变","10kV",30.4,67.63,"经济运行",{"v":156.6,"d":"156.60"},"否","赧场社区"]
[12,"048-赧场安置点变","10kV",0.31,4.09,"轻载",{"v":89.721,"d":"89.72"},"否","赧场社区"]
[13,"048-赧场村公所变","10kV",22.04,54.48,"轻载",{"v":280.656,"d":"280.66"},"否","赧场社区"]
[14,"048-赧场新坪变","10kV",14.49,58.75,"轻载",{"v":192.3975,"d":"192.40"},"否","赧场社区"]
[15,"048-坪子地变","10kV",0.47,5.14,"轻载",{"v":26.8731,"d":"26.87"},"否","赧场社区"]
[16,"048-青山别院小区1号变","10kV",2.63,7.19,"轻载",{"v":701.064,"d":"701.06"},"否","赧场社区"]
[17,"048-青山别院小区2号变","10kV",3.05,7.79,"轻载",698.04,"否","赧场社区"]
[18,"048-铁场河变","10kV",21.2,69.68,"轻载",70.92,"否","赧场社区"]
[19,"049-龙苑小区1号变","10kV",7.96,21.4,"轻载",{"v":662.688,"d":"662.69"},"否","赧场社区"]
[20,"049-龙苑小区2号变","10kV",10.4,25.68,"轻载",645.12,"否","赧场社区"]
[21,"049-热泉路1号变","10kV",41.48,68.19,"经济运行",{"v":165.9042,"d":"165.90"},"否","赧场社区"]
[22,"049-热泉路2号变","10kV",43.19,87.18,"经济运行",{"v":204.516,"d":"204.52"},"否","赧场社区"]
[23,"049-热泉路3号变","10kV",24.46,45.57,"轻载",{"v":214.1559,"d":"214.16"},"否","赧场社区"]
[24,"049-热泉路4号变","10kV",7.66,14.49,"轻载",{"v":261.7839,"d":"261.78"},"否","赧场社区"]
[25,"049-幸福小区变","10kV",6.07,16.73,"轻载",{"v":211.3425,"d":"211.34"},"否","赧场社区"]
[26,"049-玉山苑小区1号变","10kV",7.07,16.69,"轻载",{"v":526.9131,"d":"526.91"},"否","赧场社区"]
[27,"051-凯龙城小区10号变（B区）","10kV",10.15,20.01,"轻载",646.92,"否","赧场社区"]
[28,"051-凯龙城小区11号变（C区）","10kV",8.67,21.07,"轻载",{"v":328.788,"d":"328.79"},"否","赧场社区"]
[29,"051-凯龙城小区12号变（C区）","10kV",13.28,26.36,"轻载",{"v":491.7024,"d":"491.70"},"否","赧场社区"]
[30,"051-凯龙城小区13号变（C区）","10kV",10.49,22.47,"轻载",{"v":507.5217,"d":"507.52"},"否","赧场社区"]
[31,"051-凯龙城小区14号（D区）","10kV",5.79,13.73,"轻载",{"v":534.1707,"d":"534.17"},"否","赧场社区"]
[32,"051-凯龙城小区15号（D区）","10kV",4.87,11.8,"轻载",{"v":539.3871,"d":"539.39"},"否","赧场社区"]
[33,"051-凯龙城小区16号（D区）","10kV",6.17,14.65,"轻载",{"v":532.0161,"d":"532.02"},"否","赧场社区"]
[34,"051-凯龙城小区17号变","10kV",7.82,21.28,"轻载",{"v":522.6606,"d":"522.66"},"否","赧场社区"]
[35,"051-凯龙城小区18号变","10kV",6.47,15.36,"轻载",{"v":530.3151,"d":"530.32"},"否","赧场社区"]
[36,"051-凯龙城小区19号变","10kV",7.08,15.2,"轻载",{"v":526.8564,"d":"526.86"},"否","赧场社区"]
[37,"051-凯龙城小区1号变（A区）","10kV",8.13,19.49,"轻载",{"v":661.464,"d":"661.46"},"否","赧场社区"]
[38,"051-凯龙城小区20号变","10kV",4.52,11.73,"轻载",{"v":541.3716,"d":"541.37"},"否","赧场社区"]
[39,"051-凯龙城小区21号变","10kV",5.15,14.28,"轻载",{"v":537.7995,"d":"537.80"},"否","赧场社区"]
[40,"051-凯龙城小区22号变","10kV",2.91,7.6,"轻载",{"v":699.048,"d":"699.05"},"否","赧场社区"]
[41,"051-凯龙城小区2号变（A区）","10kV",8.11,18.12,"轻载",{"v":661.608,"d":"661.61"},"否","赧场社区"]
[42,"051-凯龙城小区3号变（A区）","10kV",10.37,22.48,"轻载",{"v":645.336,"d":"645.34"},"否","赧场社区"]
[43,"051-凯龙城小区4号变（A区）","10kV",9.43,20.2,"轻载",{"v":652.104,"d":"652.10"},"否","赧场社区"]
[44,"051-凯龙城小区5号变（A区）","10kV",5,12.36,"轻载",{"v":684,"d":"684.00"},"否","赧场社区"]
[45,"051-凯龙城小区6号变（B区）","10kV",7.74,18.85,"轻载",{"v":664.272,"d":"664.27"},"否","赧场社区"]
[46,"051-凯龙城小区7号变（B区）","10kV",6.69,13.88,"轻载",{"v":671.832,"d":"671.83"},"否","赧场社区"]
[47,"051-凯龙城小区8号变（B区）","10kV",12.09,26.28,"轻载",{"v":632.952,"d":"632.95"},"否","赧场社区"]
[48,"051-凯龙城小区9号变（B区）","10kV",6.77,15.04,"轻载",{"v":671.256,"d":"671.26"},"否","赧场社区"]
[49,"051-龙都小区变","10kV",11.06,22.42,"轻载",{"v":1000.575,"d":"1000.58"},"否","赧场社区"]
[50,"052-白塔小学变","10kV",22.43,64.09,"轻载",{"v":279.252,"d":"279.25"},"否","白塔社区"]
[51,"052-电力变","10kV",29.72,71.69,"轻载",{"v":126.504,"d":"126.50"},"否","白塔社区"]
[52,"052-电力公司专变","10kV",13.27,92.71,"轻载",{"v":156.114,"d":"156.11"},"否","白塔社区"]
[53,"052-电力小区变","10kV",9.21,31.71,"轻载",{"v":257.38965,"d":"257.39"},"否","白塔社区"]
[54,"052-二环岛箱变","10kV",33.46,70.14,"经济运行",{"v":188.6409,"d":"188.64"},"否","白塔社区"]
[55,"052-革家坡变","10kV",38.82,92.82,"经济运行",{"v":220.248,"d":"220.25"},"否","白塔社区"]
[56,"052-汇源箱变","10kV",23.54,46.93,"轻载",{"v":216.7641,"d":"216.76"},"否","白塔社区"]
[57,"052-街坡变","10kV",9.65,31.46,"轻载",162.63,"否","白塔社区"]
[58,"052-立交桥变","10kV",22.69,61.92,"轻载",{"v":139.158,"d":"139.16"},"否","白塔社区"]
[59,"052-林业局变","10kV",18.09,40.04,"轻载",{"v":147.438,"d":"147.44"},"否","白塔社区"]
[60,"052-农机站变","10kV",25.5,70.03,"轻载",{"v":134.1,"d":"134.10"},"否","云山社区"]
[61,"052-西山坡2号变","10kV",23.24,57.81,"轻载",172.71,"否","白塔社区"]
[62,"052-西山坡变","10kV",22.77,51.96,"轻载",{"v":218.94705,"d":"218.95"},"否","白塔社区"]
[63,"052-小红桥变","10kV",null,null,"停用","停用","否","停用"]
[64,"052-鑫龙园小区变","10kV",12.6,25.68,"轻载",{"v":495.558,"d":"495.56"},"否","赧场社区"]
[65,"053-白塔水乡箱变","10kV",14.16,30.22,"轻载",{"v":243.3564,"d":"243.36"},"否","白塔社区"]
[66,"053-白塔水乡小区变","10kV",25.25,46.57,"轻载",{"v":336.375,"d":"336.38"},"否","白塔社区"]
[67,"053-龙陵客运站专变(集抄）","10kV",41.36,81.76,"经济运行",{"v":42.2208,"d":"42.22"},"否","白塔社区"]
[68,"053-气象站变","10kV",3.78,17.88,"轻载",{"v":43.299,"d":"43.30"},"否","白塔社区"]
[69,"053-三岔路变","10kV",6.67,14.5,"轻载",{"v":264.59055,"d":"264.59"},"否","白塔社区"]
[70,"053-下坪2号变","10kV",11.93,40.02,"轻载",{"v":198.1575,"d":"198.16"},"否","云山社区"]
[71,"053-下坪变","10kV",11.6,29.78,"轻载",318.24,"否","云山社区"]
[72,"053-玉龙盛世小区1号变","10kV",7.18,17.88,"轻载",{"v":526.2894,"d":"526.29"},"否","白塔社区"]
[73,"053-玉龙盛世小区2号变","10kV",5.25,13.05,"轻载",{"v":682.2,"d":"682.20"},"否","白塔社区"]
[74,"053-玉龙盛世小区3号变","10kV",5.8,13.91,"轻载",678.24,"否","白塔社区"]
[75,"053-玉龙盛世小区4号变","10kV",4.56,11.98,"轻载",{"v":687.168,"d":"687.17"},"否","白塔社区"]
[76,"054-东卡小区1号变","10kV",7.27,15.96,"轻载",{"v":525.7791,"d":"525.78"},"否","东卡小区"]
[77,"054-东卡小区2号变","10kV",6.45,13.72,"轻载",{"v":530.4285,"d":"530.43"},"否","东卡小区"]
[78,"054-董家沟小区1号变","10kV",2.59,13.25,"轻载",{"v":701.352,"d":"701.35"},"否","董家沟小区"]
[79,"054-董家沟小区2号变","10kV",3.17,8.66,"轻载",{"v":697.176,"d":"697.18"},"否","董家沟小区"]
[80,"054-上节街小区1号变","10kV",3.49,7.86,"轻载",1737.18,"否","上节街小区"]
[81,"054-上节街小区2号变","10kV",0.77,2.89,"轻载",{"v":1116.3375,"d":"1116.34"},"否","上节街小区"]
[82,"055-凤凰城1号变","10kV",20.21,41.48,"轻载",718.11,"否","凤凰城小区"]
[83,"055-凤凰城2号变","10kV",19.63,44.08,"轻载",{"v":289.332,"d":"289.33"},"否","凤凰城小区"]
[84,"055-凤凰城3号变","10kV",5.95,12.82,"轻载",{"v":423.225,"d":"423.23"},"否","凤凰城小区"]
[85,"055-观音寺脚变","10kV",7.62,22.06,"轻载",{"v":207.855,"d":"207.86"},"否","龙山社区"]
[86,"055-上节街小区3号变","10kV",3.47,7.35,"轻载",1737.54,"否","上节街小区"]
[87,"055-县委政府变","10kV",19.31,66.93,"轻载",{"v":145.242,"d":"145.24"},"否","龙山社区"]
[88,"055-新街子小区1号变","10kV",5.41,12.49,"轻载",851.31,"否","新街子小区"]
[89,"055-新街子小区2号变","10kV",8.4,18.59,"轻载",{"v":824.4,"d":"824.40"},"否","新街子小区"]
[90,"102-105-香柏河厂用变","10kV",15.62,46.78,"轻载",{"v":37.971,"d":"37.97"},"否","横山村"]
[91,"103-2015横山村邦歪变","10kV",8.16,26.71,"轻载",{"v":132.2496,"d":"132.25"},"否","横山村"]
[92,"103-2015横山村村公所变","10kV",5.9,19.59,"轻载",338.76,"否","横山村"]
[93,"103-2015横山村大塘子变","10kV",7.94,32.55,"轻载",{"v":82.854,"d":"82.85"},"否","横山村"]
[94,"103-2015横山村横山变","10kV",5.02,16.04,"轻载",{"v":269.2683,"d":"269.27"},"否","横山村"]
[95,"103-2015香柏河荊竹园变","10kV",5.83,25.23,"轻载",{"v":135.6048,"d":"135.60"},"否","香柏河村"]
[96,"103-2015香柏河三丘田变","10kV",8.29,32.31,"轻载",{"v":206.3475,"d":"206.35"},"否","香柏河村"]
[97,"103-2015香柏河沙坡头变","10kV",9.83,34.82,"轻载",{"v":81.153,"d":"81.15"},"否","香柏河村"]
[98,"103-2015香柏河上寨变","10kV",11.31,41.12,"轻载",{"v":79.821,"d":"79.82"},"否","香柏河村"]
[99,"103-2015香柏河窝子变","10kV",10.38,35.23,"轻载",{"v":201.645,"d":"201.65"},"否","香柏河村"]
[100,"103-2017横山移民点变","10kV",3.8,32.69,"轻载",{"v":138.528,"d":"138.53"},"否","横山村"]
[101,"103-2020香柏河移民点变","10kV",2.78,14.07,"轻载",{"v":87.498,"d":"87.50"},"否","香柏河村"]
[102,"103-腾龙桥变","10kV",17.23,42.31,"轻载",{"v":74.493,"d":"74.49"},"否","横山村"]
[103,"103-香柏河窝子2号变","10kV",11.55,32.48,"轻载",{"v":79.605,"d":"79.61"},"否","香柏河村"]
[104,"411-2015大坪子2号变","10kV",29.3,60.65,"轻载",63.63,"否","大坪子社区"]
[105,"411-大坪子1号变","10kV",53.27,112.31,"经济运行",{"v":84.114,"d":"84.11"},"否","大坪子社区"]
[106,"411-大坪子3号变","10kV",9.19,46.38,"轻载",{"v":163.458,"d":"163.46"},"否","大坪子社区"]
[107,"411-大坪子草坝坡变","10kV",5.8,27.12,"轻载",211.95,"否","大坪子社区"]
[108,"411-大坪子罗家大坡变","10kV",8.98,25.72,"轻载",{"v":204.795,"d":"204.80"},"否","大坪子社区"]
[109,"411-大坪子勐连寨变","10kV",19.64,73.5,"轻载",{"v":144.648,"d":"144.65"},"否","大坪子社区"]
[110,"411-大坪子小坝地变","10kV",7.04,21.41,"轻载",{"v":167.328,"d":"167.33"},"否","大坪子社区"]
[111,"411-大坪子长岭岗变","10kV",1.71,10.51,"轻载",{"v":141.5376,"d":"141.54"},"否","大坪子社区"]
[112,"411-杨梅山何家寨变","10kV",2.74,13.93,"轻载",{"v":140.0544,"d":"140.05"},"否","杨梅山村"]
[113,"411-杨梅山麦子地1号变","10kV",11.37,32.17,"轻载",{"v":127.6272,"d":"127.63"},"否","杨梅山村"]
[114,"411-杨梅山麦子地2号变","10kV",6.43,22.51,"轻载",{"v":134.7408,"d":"134.74"},"否","杨梅山村"]
[115,"411-杨梅山刷布厂变","10kV",7.9,32.4,"轻载",165.78,"否","杨梅山村"]
[116,"411-杨梅山宰山沟2号变","10kV",13.05,38.34,"轻载",{"v":78.255,"d":"78.26"},"否","杨梅山村"]
[117,"413-168酒店变","10kV",25.17,52.44,"轻载",{"v":269.388,"d":"269.39"},"否","龙华社区"]
[118,"413-代家坡变","10kV",36.59,66.69,"经济运行",{"v":359.5347,"d":"359.53"},"否","龙华社区"]
[119,"413-地税局箱变","10kV",10.19,25.84,"轻载",{"v":254.61135,"d":"254.61"},"否","龙华社区"]
[120,"413-防疫站箱变","10kV",27.09,57.33,"轻载",{"v":206.69985,"d":"206.70"},"否","龙华社区"]
[121,"413-国税宅区变","10kV",38.48,85,"经济运行",{"v":110.736,"d":"110.74"},"否","龙华社区"]
[122,"413-花桥头国道变","10kV",8.26,30.77,"轻载",{"v":330.264,"d":"330.26"},"否","龙华社区"]
[123,"413-建材城1号变","10kV",4.38,10.9,"轻载",{"v":688.464,"d":"688.46"},"否","建材城小区"]
[124,"413-建材城2号变","10kV",4.68,11.7,"轻载",{"v":343.152,"d":"343.15"},"否","建材城小区"]
[125,"413-龙华小区变","10kV",17.77,39.64,"轻载",{"v":233.12205,"d":"233.12"},"否","龙华社区"]
[126,"413-龙阳桥变","10kV",24.74,63.29,"轻载",{"v":135.468,"d":"135.47"},"否","龙华社区"]
[127,"413-龙御江山小区1号变","10kV",9.05,23.43,"轻载",{"v":515.6865,"d":"515.69"},"否","龙御江山小区"]
[128,"413-龙御江山小区2号变","10kV",7.03,15.85,"轻载",{"v":669.384,"d":"669.38"},"否","龙御江山小区"]
[129,"413-龙御江山小区3号变","10kV",12.19,24.97,"轻载",790.29,"否","龙御江山小区"]
[130,"413-龙缘家苑小区变","10kV",4.26,16.53,"轻载",{"v":271.4229,"d":"271.42"},"否","龙缘家苑小区"]
[131,"413-人寿保险箱变","10kV",32.82,66.63,"经济运行",{"v":190.4553,"d":"190.46"},"否","龙华社区"]
[132,"413-松山路1号箱变","10kV",45.21,75.56,"经济运行",{"v":155.32965,"d":"155.33"},"否","龙华社区"]
[133,"413-鑫都时代广场小区变","10kV",9.55,21.2,"轻载",{"v":512.8515,"d":"512.85"},"否","鑫都时代广场小区"]
[134,"413-休闲广场变","10kV",51.22,114.51,"经济运行",{"v":87.804,"d":"87.80"},"否","龙华社区"]
[135,"413-烟草公司变","10kV",31.69,72.81,"经济运行",{"v":245.916,"d":"245.92"},"否","龙华社区"]
[136,"413-意达园变","10kV",7.41,21.97,"轻载",{"v":166.662,"d":"166.66"},"否","龙华社区"]
[137,"413-雨城步行街变","10kV",15.55,35.74,"轻载",{"v":190.0125,"d":"190.01"},"否","龙华社区"]
[138,"414-财富中心1号变","10kV",6.42,14.24,"轻载",{"v":673.776,"d":"673.78"},"否","财富中心小区"]
[139,"414-财富中心2号变","10kV",5.29,14.26,"轻载",{"v":681.912,"d":"681.91"},"否","财富中心小区"]
[140,"414-大石缸变","10kV",2.21,31.64,"轻载",{"v":176.022,"d":"176.02"},"否","龙山社区"]
[141,"414-东坡路变","10kV",5.76,13.49,"轻载",{"v":169.632,"d":"169.63"},"否","龙山社区"]
[142,"414-风吹坡变","10kV",31.38,61.33,"经济运行",{"v":154.395,"d":"154.40"},"否","龙山社区"]
[143,"414-金溪路变","10kV",18.86,50.22,"轻载",{"v":146.052,"d":"146.05"},"否","龙山社区"]
[144,"414-冷家田变","10kV",32.61,71.49,"经济运行",{"v":121.302,"d":"121.30"},"否","龙山社区"]
[145,"414-龙山小学变","10kV",22.67,82.49,"轻载",{"v":139.194,"d":"139.19"},"否","龙山社区"]
[146,"414-人大变","10kV",32.03,56.21,"经济运行",{"v":192.69495,"d":"192.69"},"否","龙山社区"]
[147,"414-上路变","10kV",29.24,69.07,"轻载",{"v":200.6046,"d":"200.60"},"否","龙山社区"]
[148,"414-松山路3号变","10kV",5.86,12.44,"轻载",423.63,"否","龙山社区"]
[149,"414-松山路二号箱变","10kV",15.09,38.59,"轻载",{"v":240.71985,"d":"240.72"},"否","龙山社区"]
[150,"414-腾龙花园小区变","10kV",7.24,14.65,"轻载",{"v":525.9492,"d":"525.95"},"否","龙华社区"]
[151,"Y102-2015一碗水1号变","10kV",10.18,40.93,"轻载",{"v":80.838,"d":"80.84"},"否","云山社区"]
[152,"Y102-2015一碗水2号变","10kV",9.91,33.41,"轻载",{"v":81.081,"d":"81.08"},"否","云山社区"]
[153,"Y103-北区保障房1号变","10kV",6.84,17.29,"轻载",1048.05,"否","云山社区"]
[154,"Y103-北区保障房2号变","10kV",7.6,18.1,"轻载",{"v":1039.5,"d":"1039.50"},"否","云山社区"]
[155,"Y103-北区保障房3号变","10kV",11.71,25.36,"轻载",794.61,"否","云山社区"]
[156,"Y103-北区保障房4号变","10kV",6.75,15.87,"轻载",839.25,"否","云山社区"]
[157,"Y103-垃圾处理场变","10kV",9.65,107.68,"轻载",{"v":203.2875,"d":"203.29"},"否","云山社区"]
[158,"Y103-南区保障房1号变","10kV",8.66,16.77,"轻载",{"v":1027.575,"d":"1027.58"},"否","云山社区"]
[159,"Y103-南区保障房2号变","10kV",4.99,11.4,"轻载",{"v":1068.8625,"d":"1068.86"},"否","云山社区"]
[160,"Y103-南区保障房3号变","10kV",4.98,10.67,"轻载",855.18,"否","云山社区"]
[161,"Y103-南区保障房4号变","10kV",12.05,25.38,"轻载",791.55,"否","云山社区"]
[162,"Y103-小河边变","10kV",10.31,34.05,"轻载",{"v":129.1536,"d":"129.15"},"否","云山社区"]
[163,"Y104-二关变","10kV",36.51,83.89,"经济运行",{"v":114.282,"d":"114.28"},"否","云山社区"]
[164,"Y104-二关水库变","10kV",17.24,42.29,"轻载",{"v":148.968,"d":"148.97"},"否","云山社区"]
[165,"Y104-姜家塘2号变","10kV",13.39,39.35,"轻载",{"v":245.53935,"d":"245.54"},"否","云山社区"]
[166,"Y104-姜家塘变","10kV",32.06,73.54,"经济运行",{"v":122.292,"d":"122.29"},"否","云山社区"]
[167,"Y104-界牌变","10kV",23.13,74.53,"轻载",{"v":138.366,"d":"138.37"},"否","云山社区"]
[168,"Y104-杞木林2号变","10kV",21.68,80.26,"轻载",176.22,"否","云山社区"]
[169,"Y104-杞木林变","10kV",32.12,67.08,"经济运行",{"v":192.4398,"d":"192.44"},"否","云山社区"]
[170,"Y104-汽配城小区变","10kV",5.19,17.32,"轻载",{"v":1066.6125,"d":"1066.61"},"否","云山社区"]
[171,"Y104-杨四云专变","10kV",30.32,62.88,"经济运行",{"v":50.1696,"d":"50.17"},"否","云山社区"]
[172,"Y104-珠宝城1号箱变","10kV",11.32,20.61,"轻载",{"v":502.8156,"d":"502.82"},"否","云山社区"]
[173,"Y104-珠宝城2号箱变","10kV",12.3,19.25,"轻载",{"v":497.259,"d":"497.26"},"否","云山社区"]
[174,"Y104-珠宝城3号箱变","10kV",14.65,26.72,"轻载",{"v":483.9345,"d":"483.93"},"否","云山社区"]
[175,"Y104-珠宝城4号箱变","10kV",10.61,24.45,"轻载",{"v":506.8413,"d":"506.84"},"否","云山社区"]
[176,"Y104-珠宝城二期1号变","10kV",5.07,11.27,"轻载",{"v":538.2531,"d":"538.25"},"否","云山社区"]
[177,"Y104-珠宝城二期2号变","10kV",9.4,18.62,"轻载",652.32,"否","云山社区"]
[178,"Y104-珠宝城二期3号变","10kV",6.99,17.73,"轻载",{"v":527.3667,"d":"527.37"},"否","云山社区"]
[179,"Y104-珠宝城二期4号变","10kV",9.43,18.05,"轻载",{"v":513.5319,"d":"513.53"},"否","云山社区"]
[180,"Y106-城南农贸市场小区变","10kV",3.64,9.84,"轻载",{"v":693.792,"d":"693.79"},"否","云山社区"]
[181,"Y106-龙城御府小区1号变","10kV",2.37,12.3,"轻载",878.67,"否","龙城御府小区"]
[182,"Y106-龙城御府小区2号变","10kV",1.79,4.93,"轻载",{"v":1104.8625,"d":"1104.86"},"否","龙城御府小区"]
[183,"Y106-钟家寨1号变","10kV",25.73,58.06,"轻载",{"v":167.1075,"d":"167.11"},"否","龙山社区"]
[184,"Y106-钟家寨2号变","10kV",20.44,52.27,"轻载",179.01,"否","龙山社区"]
[185,"Y106-钟家寨3号变","10kV",20.9,38.34,"轻载",{"v":448.497,"d":"448.50"},"否","龙山社区"]
[186,"Y107-综合洗车厂变","10kV",1.31,8.29,"轻载",{"v":355.284,"d":"355.28"},"否","白塔社区"]
[187,"板场变","10kV",9.05,32.84,"轻载",163.71,"否","河头村"]
[188,"邦汉1号变","10kV",11.06,41.18,"轻载",{"v":160.092,"d":"160.09"},"否","新寨村"]
[189,"邦汉2号变","10kV",30.99,50.91,"轻载",{"v":124.218,"d":"124.22"},"否","新寨村"]
[190,"椿木田1号变","10kV",5.62,39.3,"轻载",{"v":169.884,"d":"169.88"},"否","核桃坪村"]
[191,"椿木田2号变","10kV",9.95,33.18,"轻载",162.09,"否","核桃坪村"]
[192,"大单腰变","10kV",4.3,20.95,"轻载",172.26,"否","河头村"]
[193,"大楼子变","10kV",15.29,65.12,"轻载",{"v":152.478,"d":"152.48"},"否","河头村"]
[194,"董华村公所变","10kV",10.32,37.79,"轻载",{"v":161.424,"d":"161.42"},"否","董华村"]
[195,"董华大岭干变","10kV",10.11,35.95,"轻载",{"v":161.802,"d":"161.80"},"否","董华村"]
[196,"董华大田变","10kV",11.29,44.91,"轻载",{"v":159.678,"d":"159.68"},"否","董华村"]
[197,"段家寨变","10kV",11.51,45.63,"轻载",{"v":159.282,"d":"159.28"},"否","户孔村"]
[198,"汉坝场1#变","10kV",9,39.12,"轻载",{"v":163.8,"d":"163.80"},"否","董华村"]
[199,"汉坝场2#号变","10kV",11.06,43.85,"轻载",{"v":160.092,"d":"160.09"},"否","董华村"]
[200,"汉坝场3#号变","10kV",13.47,37.88,"轻载",{"v":155.754,"d":"155.75"},"否","董华村"]
[201,"董华河边变","10kV",12.04,49.16,"轻载",{"v":158.328,"d":"158.33"},"否","董华村"]
[202,"河头村公所变","10kV",24.64,56.55,"轻载",{"v":135.648,"d":"135.65"},"否","河头村"]
[203,"核桃坪村公所1号变","10kV",5.7,16.66,"轻载",169.74,"否","核桃坪村"]
[204,"核桃坪村公所2号变","10kV",4.28,10.04,"轻载",{"v":172.296,"d":"172.30"},"否","核桃坪村"]
[205,"回龙2号变","10kV",6.41,63.49,"轻载",{"v":168.462,"d":"168.46"},"否","河头村"]
[206,"回龙1号变","10kV",5.01,26.66,"轻载",{"v":170.982,"d":"170.98"},"否","河头村"]
[207,"腊寨变","10kV",4.14,17.45,"轻载",{"v":172.548,"d":"172.55"},"否","核桃坪村"]
[208,"老白田变","10kV",17.39,63.91,"轻载",{"v":148.698,"d":"148.70"},"否","新寨村"]
[209,"新下寨老黄田变","10kV",7.26,34.23,"轻载",{"v":166.932,"d":"166.93"},"否","新寨村"]
[210,"木瓜坪变","10kV",9.16,46.15,"轻载",{"v":163.512,"d":"163.51"},"否","河头村"]
[211,"桤木寨变","10kV",7.84,30.21,"轻载",{"v":165.888,"d":"165.89"},"否","核桃坪村"]
[212,"沙子场变","10kV",4.68,17.24,"轻载",{"v":171.576,"d":"171.58"},"否","户孔村"]
[213,"新寨上小场变","10kV",18.82,51.34,"轻载",{"v":146.124,"d":"146.12"},"否","新寨村"]
[214,"孙家地变","10kV",9.98,43.53,"轻载",{"v":162.036,"d":"162.04"},"否","核桃坪村"]
[215,"外红木变","10kV",7.8,23.82,"轻载",165.96,"否","核桃坪村"]
[216,"新寨下小场1号变","10kV",9.51,38.96,"轻载",{"v":162.882,"d":"162.88"},"否","新寨村"]
[217,"新寨下小场2号变","10kV",11.95,52.68,"轻载",158.49,"否","新寨村"]
[218,"小坝山变","10kV",4.99,24.14,"轻载",{"v":171.018,"d":"171.02"},"否","河头村"]
[219,"新寨村公所变","10kV",12.92,37.53,"轻载",{"v":156.744,"d":"156.74"},"否","新寨村"]
[220,"新寨大田变","10kV",24.09,77.32,"轻载",{"v":136.638,"d":"136.64"},"否","新寨村"]
[221,"以红木变","10kV",8.07,39.05,"轻载",{"v":165.474,"d":"165.47"},"否","核桃坪村"]
[222,"庄家大田变","10kV",13.58,37.45,"轻载",{"v":155.556,"d":"155.56"},"否","核桃坪村"]
[223,"白家寨变","10kV",20.54,63.13,"轻载",{"v":143.028,"d":"143.03"},"否","尹兆场村"]
[224,"甘塘2号变","10kV",10.62,56.77,"轻载",{"v":160.884,"d":"160.88"},"否","河头村"]
[225,"甘塘1号变","10kV",26.02,88.59,"轻载",{"v":133.164,"d":"133.16"},"否","河头村"]
[226,"胡家寨1号变","10kV",12.93,34.14,"轻载",{"v":156.726,"d":"156.73"},"否","河头村"]
[227,"胡家寨2号变","10kV",14.2,50.38,"轻载",154.44,"否","河头村"]
[228,"黄梨场变","10kV",15.11,58.62,"轻载",{"v":152.802,"d":"152.80"},"否","河头村"]
[229,"河头老街子变","10kV",15.08,52.13,"轻载",{"v":152.856,"d":"152.86"},"否","河头村"]
[230,"龙塘寨2号变","10kV",1.87,15.17,"轻载",{"v":176.634,"d":"176.63"},"否","河头村"]
[231,"龙塘寨1号变","10kV",7.47,25.67,"轻载",{"v":166.554,"d":"166.55"},"否","河头村"]
[232,"坪子寨变","10kV",29.03,94.89,"轻载",{"v":127.746,"d":"127.75"},"否","尹兆场村"]
[233,"水岩1号变","10kV",18.89,63.08,"轻载",{"v":145.998,"d":"146.00"},"否","尹兆场村"]
[234,"水岩2号变","10kV",8.53,42.5,"轻载",{"v":164.646,"d":"164.65"},"否","尹兆场村"]
[235,"汤家变","10kV",8.52,68.06,"轻载",{"v":164.664,"d":"164.66"},"否","河头村"]
[236,"田头变","10kV",6.91,30.49,"轻载",{"v":167.562,"d":"167.56"},"否","河头村"]
[237,"外界变","10kV",15.38,52.85,"轻载",{"v":152.316,"d":"152.32"},"否","尹兆场村"]
[238,"豌豆园变","10kV",7.56,41.71,"轻载",{"v":166.392,"d":"166.39"},"否","河头村"]
[239,"乡政府2号变","10kV",29.75,73.53,"轻载",126.45,"否","河头村"]
[240,"杨柳洼变","10kV",17.65,50.41,"轻载",148.23,"否","尹兆场村"]
[241,"杨梅坡变","10kV",3.02,23.56,"轻载",{"v":174.564,"d":"174.56"},"否","尹兆场村"]
[242,"尹兆场2号变","10kV",10.34,30.63,"轻载",{"v":161.388,"d":"161.39"},"否","尹兆场村"]
[243,"尹兆场1号变","10kV",18.56,61.94,"轻载",{"v":146.592,"d":"146.59"},"否","尹兆场村"]
[244,"丛岗1号变","10kV",22.61,62.77,"轻载",{"v":139.302,"d":"139.30"},"否","麦地村"]
[245,"丛岗2号变","10kV",17.93,54.7,"轻载",{"v":147.726,"d":"147.73"},"否","麦地村"]
[246,"打海变","10kV",2.33,12.77,"轻载",{"v":175.806,"d":"175.81"},"否","芒麦村"]
[247,"麦地大岭干变","10kV",11.58,48.58,"轻载",{"v":159.156,"d":"159.16"},"否","麦地村"]
[248,"大坪子变","10kV",11.64,39.54,"轻载",{"v":159.048,"d":"159.05"},"否","麦地村"]
[249,"大田坡变","10kV",5.33,37.44,"轻载",{"v":170.406,"d":"170.41"},"否","芒麦村"]
[250,"风吹坡变","10kV",4.38,21.27,"轻载",{"v":172.116,"d":"172.12"},"否","芒麦村"]
[251,"汉弄1号变","10kV",3.48,50.05,"轻载",{"v":173.736,"d":"173.74"},"否","麦地村"]
[252,"汉弄2号变","10kV",8.97,36.99,"轻载",{"v":163.854,"d":"163.85"},"否","麦地村"]
[253,"尖山脚2号变","10kV",4.06,15.41,"轻载",{"v":172.692,"d":"172.69"},"否","芒麦村"]
[254,"尖山脚1号变","10kV",4.82,16.59,"轻载",{"v":171.324,"d":"171.32"},"否","芒麦村"]
[255,"老扁山变","10kV",9.26,31.87,"轻载",{"v":163.332,"d":"163.33"},"否","麦地村"]
[256,"傈僳田变","10kV",5.01,31.47,"轻载",{"v":170.982,"d":"170.98"},"否","芒麦村"]
[257,"龙井变","10kV",10.1,43.48,"轻载",161.82,"否","麦地村"]
[258,"麦地1号变","10kV",7.28,21.36,"轻载",{"v":166.896,"d":"166.90"},"否","麦地村"]
[259,"麦地2号变","10kV",5,20.28,"轻载",{"v":171,"d":"171.00"},"否","麦地村"]
[260,"麦地新村1号变","10kV",4.86,31.84,"轻载",{"v":171.252,"d":"171.25"},"否","麦地村"]
[261,"麦地新村2号变","10kV",14.83,43.56,"轻载",{"v":153.306,"d":"153.31"},"否","麦地村"]
[262,"芒旦搬迁点1号变","10kV",3.44,13.15,"轻载",{"v":173.808,"d":"173.81"},"否","芒麦村"]
[263,"芒旦搬迁点2号变","10kV",6.55,25.22,"轻载",168.21,"否","芒麦村"]
[264,"芒蚌田上组变","10kV",8.73,36.94,"轻载",{"v":164.286,"d":"164.29"},"否","芒麦村"]
[265,"芒蚌田下组变","10kV",5.27,21.13,"轻载",{"v":170.514,"d":"170.51"},"否","芒麦村"]
[266,"芒旦下寨变","10kV",5.07,21.62,"轻载",{"v":170.874,"d":"170.87"},"否","芒麦村"]
[267,"芒旦变","10kV",4.89,18.3,"轻载",{"v":171.198,"d":"171.20"},"否","芒麦村"]
[268,"芒麦村公所变","10kV",10.72,66.69,"轻载",{"v":160.704,"d":"160.70"},"否","芒麦村"]
[269,"芒麦二组变","10kV",14.48,57.4,"轻载",{"v":153.936,"d":"153.94"},"否","芒麦村"]
[270,"芒麦变","10kV",5.56,20.25,"轻载",{"v":169.992,"d":"169.99"},"否","芒麦村"]
[271,"香火田变","10kV",6.1,37.52,"轻载",169.02,"否","芒麦村"]
[272,"小地基变","10kV",10.48,57.8,"轻载",{"v":161.136,"d":"161.14"},"否","麦地村"]
[273,"小寨变","10kV",5.8,22.17,"轻载",169.56,"否","麦地村"]
[274,"麦地新寨变","10kV",6.58,25.46,"轻载",{"v":168.156,"d":"168.16"},"否","麦地村"]
[275,"卜窝寨变","10kV",10.55,39.25,"轻载",161.01,"否","河头村"]
[276,"大树棵变","10kV",4.66,17.79,"轻载",{"v":171.612,"d":"171.61"},"否","户孔村"]
[277,"河头中学变","10kV",5.79,24.29,"轻载",{"v":169.578,"d":"169.58"},"否","河头村"]
[278,"红岩变","10kV",11.77,37.41,"轻载",{"v":158.814,"d":"158.81"},"否","户孔村"]
[279,"后坡变","10kV",6.73,26.11,"轻载",{"v":167.886,"d":"167.89"},"否","户孔村"]
[280,"户孔变","10kV",8.6,33.5,"轻载",164.52,"否","户孔村"]
[281,"龙塘变","10kV",8.07,24.04,"轻载",{"v":165.474,"d":"165.47"},"否","户孔村"]
[282,"饶家社变","10kV",17.82,57.75,"轻载",{"v":147.924,"d":"147.92"},"否","河头村"]
[283,"杉木园变","10kV",11.96,36.02,"轻载",{"v":158.472,"d":"158.47"},"否","户孔村"]
[284,"桃树坪变","10kV",4.58,22.12,"轻载",{"v":171.756,"d":"171.76"},"否","户孔村"]
[285,"团坡园变","10kV",6.28,17.97,"轻载",{"v":168.696,"d":"168.70"},"否","户孔村"]
[286,"乡政府1号变","10kV",15.66,47.32,"轻载",{"v":151.812,"d":"151.81"},"否","河头村"]
[287,"榨地变","10kV",7.38,27.73,"轻载",{"v":166.716,"d":"166.72"},"否","户孔村"]
[288,"中寨变","10kV",5.2,20.79,"轻载",170.64,"否","麦地村"]
[289,"蚌渺社区半坡寨变",10,1.77,{"v":11.976,"d":"12.0"},"轻载",{"v":52.024,"d":"52.0"},"否","蚌渺社区半坡寨"]
[290,"蚌渺社区河坝头变",10,2.68,{"v":41.895,"d":"41.9"},"轻载",{"v":210.105,"d":"210.1"},"否","蚌渺社区河坝头"]
[291,"蚌渺社区马鹿坡变",10,3.82,{"v":78.687,"d":"78.7"},"轻载",{"v":173.313,"d":"173.3"},"否","蚌渺社区马鹿坡"]
[292,"蚌渺社区蛮阴场变",10,1.92,{"v":9.77,"d":"9.8"},"轻载",{"v":30.23,"d":"30.2"},"否","蚌渺社区蛮阴场"]
[293,"蚌渺社区明子田变",10,5.63,{"v":42.592,"d":"42.6"},"轻载",{"v":85.408,"d":"85.4"},"否","蚌渺社区明子田"]
[294,"蚌渺社区坡头寨变",10,6.72,{"v":84.0735,"d":"84.1"},"轻载",{"v":167.9265,"d":"167.9"},"否","蚌渺社区坡头寨"]
[295,"蚌渺社区箐子寨变",10,4.7,{"v":49.02,"d":"49.0"},"轻载",{"v":110.98,"d":"111.0"},"否","蚌渺社区箐子寨"]
[296,"蚌渺社区上元变",10,10.09,{"v":93.87,"d":"93.9"},"轻载",{"v":158.13,"d":"158.1"},"否","蚌渺社区上元"]
[297,"蚌渺社区瓦窑田变",10,1.76,{"v":9.69,"d":"9.7"},"轻载",{"v":54.31,"d":"54.3"},"否","蚌渺社区瓦窑田"]
[298,"蚌渺社区姚家寨变",10,6.58,{"v":61.66,"d":"61.7"},"轻载",{"v":98.34,"d":"98.3"},"否","蚌渺社区姚家寨"]
[299,"菜子地村菜子地变",10,7.88,{"v":70.686,"d":"70.7"},"轻载",{"v":181.314,"d":"181.3"},"否","菜子地村菜子地"]
[300,"菜子地村段家寨变",10,2.51,34.8,"轻载",93.2,"否","菜子地村段家寨"]
[301,"菜子地村粪箕地变",10,7.41,{"v":23.39,"d":"23.4"},"轻载",{"v":56.61,"d":"56.6"},"否","菜子地村粪箕地"]
[302,"菜子地村红木场变",10,2.1,{"v":19.92,"d":"19.9"},"轻载",{"v":60.08,"d":"60.1"},"否","菜子地村红木场"]
[303,"菜子地村黄家坡变",10,1.06,{"v":13.408,"d":"13.4"},"轻载",{"v":114.592,"d":"114.6"},"否","菜子地村黄家坡"]
[304,"菜子地村匡家组变",10,3.95,{"v":24.864,"d":"24.9"},"轻载",{"v":103.136,"d":"103.1"},"否","菜子地村匡家组"]
[305,"菜子地村木瓜树梁子变",10,2.14,{"v":8.649,"d":"8.6"},"轻载",{"v":15.351,"d":"15.4"},"否","菜子地村木瓜树梁子"]
[306,"菜子地村苏家组变",10,4.77,{"v":29.97,"d":"30.0"},"轻载",{"v":50.03,"d":"50.0"},"否","菜子地村苏家组"]
[307,"菜子地村酸心洼变",10,5.24,{"v":28.208,"d":"28.2"},"轻载",{"v":99.792,"d":"99.8"},"否","菜子地村酸心洼"]
[308,"菜子地村唐家组变",10,3.23,{"v":14.824,"d":"14.8"},"轻载",{"v":49.176,"d":"49.2"},"否","菜子地村唐家组"]
[309,"菜子地村张家变",10,1.86,{"v":18.22,"d":"18.2"},"轻载",{"v":21.78,"d":"21.8"},"否","菜子地村张家"]
[310,"菜子地村中寨变",10,2.5,17.6,"轻载",62.4,"否","菜子地村中寨"]
[311,"大坝社区龙山卡变",10,5.13,{"v":44.32,"d":"44.3"},"轻载",{"v":83.68,"d":"83.7"},"否","大坝社区龙山卡"]
[312,"大坝社区筲箕洼变",10,5.23,{"v":15.98,"d":"16.0"},"轻载",{"v":24.02,"d":"24.0"},"否","大坝社区筲箕洼"]
[313,"大坝社区杨家地变",10,4.51,{"v":59.728,"d":"59.7"},"轻载",{"v":68.272,"d":"68.3"},"否","大坝社区杨家地"]
[314,"大坝社区关坡头变",10,1.95,{"v":20.37,"d":"20.4"},"轻载",{"v":43.63,"d":"43.6"},"否","黄草坝社区关坡头"]
[315,"大硝河村二硝河新寨子变",10,6.62,{"v":31.44,"d":"31.4"},"轻载",{"v":48.56,"d":"48.6"},"否","大硝河村二硝河新寨子"]
[316,"大硝河村二硝坪变",10,19.79,18.7,"轻载",5.3,"否","大硝河村二硝坪"]
[317,"大硝河村何家田",10,15.26,{"v":19.64,"d":"19.6"},"轻载",{"v":4.36,"d":"4.4"},"否","大硝河村何家田"]
[318,"大硝河村黄场变",10,18.79,{"v":0.94,"d":"0.9"},"轻载",{"v":23.06,"d":"23.1"},"否","大硝河村黄场"]
[319,"大硝河村马赛河变",10,20.01,{"v":19.18,"d":"19.2"},"轻载",{"v":20.82,"d":"20.8"},"否","大硝河村马赛河"]
[320,"大硝河村外寨变",10,16.34,{"v":186.75,"d":"186.8"},"轻载",{"v":13.25,"d":"13.3"},"否","大硝河村外寨"]
[321,"大硝河村迤寨变",10,2.84,{"v":22.288,"d":"22.3"},"轻载",{"v":105.712,"d":"105.7"},"否","大硝河村迤寨"]
[322,"大硝河村宰山田变",10,2.11,{"v":15.35,"d":"15.4"},"轻载",{"v":64.65,"d":"64.7"},"否","大硝河村宰山田"]
[323,"黑山村大硝街子变",10,7.72,{"v":59.73,"d":"59.7"},"轻载",{"v":20.27,"d":"20.3"},"否","黑山村大硝街子"]
[324,"黑山村黑山变",10,21.26,{"v":17.01,"d":"17.0"},"轻载",{"v":6.99,"d":"7.0"},"否","黑山村黑山"]
[325,"黑山村黑山脚变",10,6.23,{"v":23.888,"d":"23.9"},"轻载",{"v":40.112,"d":"40.1"},"否","黑山村黑山脚"]
[326,"黑山村杨家寨变",10,6.21,{"v":17.64,"d":"17.6"},"轻载",{"v":46.36,"d":"46.4"},"否","黑山村杨家寨"]
[327,"黑山村洋烟河变",10,8.66,{"v":43.18,"d":"43.2"},"轻载",{"v":36.82,"d":"36.8"},"否","黑山村洋烟河"]
[328,"黄草坝村靛地变",10,5.67,{"v":29.99,"d":"30.0"},"轻载",{"v":222.01,"d":"222.0"},"否","黄草坝村靛地"]
[329,"黄草坝社区打结河变",10,2.23,{"v":20.65,"d":"20.7"},"轻载",{"v":59.35,"d":"59.4"},"否","黄草坝社区打结河"]
[330,"黄草坝社区大坪子变",10,3.32,{"v":44.75,"d":"44.8"},"轻载",{"v":155.25,"d":"155.3"},"否","黄草坝社区大坪子"]
[331,"黄草坝社区大坡寨变",10,5.6,{"v":16.405,"d":"16.4"},"轻载",{"v":23.595,"d":"23.6"},"否","黄草坝社区大坡寨"]
[332,"黄草坝社区邓家寨变",10,4.67,{"v":82.05,"d":"82.1"},"轻载",{"v":169.95,"d":"170.0"},"否","黄草坝社区邓家寨"]
[333,"黄草坝社区靛地上社变",10,5.08,{"v":37.104,"d":"37.1"},"轻载",{"v":90.896,"d":"90.9"},"否","黄草坝社区靛地上社"]
[334,"黄草坝社区段家寨变",10,9.57,{"v":99.0045,"d":"99.0"},"轻载",{"v":152.9955,"d":"153.0"},"否","黄草坝社区段家寨"]
[335,"黄草坝社区高家坪子变",10,1.36,{"v":46.62,"d":"46.6"},"轻载",{"v":205.38,"d":"205.4"},"否","黄草坝社区高家坪子"]
[336,"黄草坝社区街子2变",10,2.38,{"v":74.8755,"d":"74.9"},"轻载",{"v":177.1245,"d":"177.1"},"否","黄草坝社区街子"]
[337,"黄草坝社区雷家寨变",10,4.9,{"v":45.76,"d":"45.8"},"轻载",{"v":114.24,"d":"114.2"},"否","黄草坝社区雷家寨"]
[338,"黄草坝社区李家寨2变",10,2.54,{"v":103.58,"d":"103.6"},"轻载",{"v":96.42,"d":"96.4"},"否","黄草坝社区李家寨"]
[339,"黄草坝社区李家寨变",10,4.47,{"v":67.74,"d":"67.7"},"轻载",{"v":92.26,"d":"92.3"},"否","黄草坝社区李家寨"]
[340,"黄草坝社区邵家寨变",10,5.54,{"v":49.88,"d":"49.9"},"轻载",{"v":202.12,"d":"202.1"},"否","黄草坝社区邵家寨"]
[341,"黄草坝社区松树坡变",10,5.36,30.2,"轻载",49.8,"否","黄草坝社区松树坡"]
[342,"黄草坝社区湾塘变",10,4.74,{"v":60.1965,"d":"60.2"},"轻载",{"v":191.8035,"d":"191.8"},"否","黄草坝社区湾塘"]
[343,"黄草坝社区小米地1变",10,3.77,{"v":28.56,"d":"28.6"},"轻载",{"v":99.44,"d":"99.4"},"否","黄草坝社区小米地"]
[344,"黄草坝社区小米地2变",10,3.22,24.3,"轻载",103.7,"否","黄草坝社区小米地"]
[345,"黄草坝社区小松树变",10,2.41,{"v":65.9925,"d":"66.0"},"轻载",{"v":186.0075,"d":"186.0"},"否","黄草坝社区小松树"]
[346,"黄草坝社区小新寨变",10,12.78,{"v":133.9065,"d":"133.9"},"轻载",{"v":118.0935,"d":"118.1"},"否","黄草坝社区小新寨"]
[347,"黄草坝社区新街变",10,15.94,{"v":144.48,"d":"144.5"},"轻载",{"v":107.52,"d":"107.5"},"否","黄草坝社区新街"]
[348,"黄草坝社区周家寨2变",10,5.51,103.4,"轻载",148.6,"否","黄草坝社区周家寨"]
[349,"黄草坝社区周家寨变",10,8.42,{"v":61.55,"d":"61.6"},"轻载",{"v":98.45,"d":"98.5"},"否","黄草坝社区周家寨"]
[350,"荆竹坪村白路坡变",10,4.64,{"v":67.78,"d":"67.8"},"轻载",{"v":92.22,"d":"92.2"},"否","荆竹坪村白路坡"]
[351,"荆竹坪村白沙沟变",10,6.62,{"v":4.983,"d":"5.0"},"轻载",{"v":19.017,"d":"19.0"},"否","荆竹坪村白沙沟"]
[352,"荆竹坪村岗场园变",10,6.64,{"v":76.05,"d":"76.1"},"轻载",{"v":3.95,"d":"4.0"},"否","荆竹坪村岗场园"]
[353,"荆竹坪村河边变",10,3.97,{"v":13.33,"d":"13.3"},"轻载",{"v":26.67,"d":"26.7"},"否","荆竹坪村河边"]
[354,"荆竹坪村晃塘变",10,5.61,{"v":26.36,"d":"26.4"},"轻载",{"v":37.64,"d":"37.6"},"否","荆竹坪村晃塘"]
[355,"荆竹坪村荆竹坪变",10,12.57,{"v":60.192,"d":"60.2"},"轻载",{"v":3.808,"d":"3.8"},"否","荆竹坪村荆竹坪"]
[356,"荆竹坪村老独田2变",10,4.42,29.7,"轻载",50.3,"否","荆竹坪村老独田"]
[357,"荆竹坪村蛮阴场变",10,4.21,{"v":17.015,"d":"17.0"},"轻载",{"v":22.985,"d":"23.0"},"否","荆竹坪村蛮阴场"]
[358,"荆竹坪村孙家楼子",10,6.31,{"v":31.67,"d":"31.7"},"轻载",{"v":96.33,"d":"96.3"},"否","荆竹坪村孙家楼子"]
[359,"荆竹坪村鑫华坪变",10,7.14,88.3,"轻载",71.7,"否","荆竹坪村鑫华坪"]
[360,"龙新社区大桥变",10,7.75,{"v":130.599,"d":"130.6"},"轻载",{"v":121.401,"d":"121.4"},"否","龙新社区大桥"]
[361,"龙新社区河外变",10,4.32,{"v":25.27,"d":"25.3"},"轻载",{"v":102.73,"d":"102.7"},"否","龙新社区河外"]
[362,"龙新社区黄家寨变",10,4.82,{"v":18.21,"d":"18.2"},"轻载",{"v":61.79,"d":"61.8"},"否","龙新社区黄家寨"]
[363,"龙新社区黄连沟变",10,3.22,{"v":2.73,"d":"2.7"},"轻载",{"v":21.27,"d":"21.3"},"否","龙新社区黄连沟"]
[364,"龙新社区火烧坡变",10,3.21,{"v":9.37,"d":"9.4"},"轻载",{"v":30.63,"d":"30.6"},"否","龙新社区火烧坡"]
[365,"龙新社区龙新街子1变",10,19.07,{"v":175.97,"d":"176.0"},"轻载",{"v":76.03,"d":"76.0"},"否","龙新社区龙新街子"]
[366,"龙新社区龙新街子2变",10,4.44,94.1,"轻载",157.9,"否","龙新社区龙新街子"]
[367,"龙新社区龙新街子3变",10,5.47,57.2,"轻载",194.8,"否","龙新社区龙新街子"]
[368,"龙新社区芹菜沟变",10,5.55,{"v":26.704,"d":"26.7"},"轻载",{"v":101.296,"d":"101.3"},"否","龙新社区芹菜沟"]
[369,"龙新社区芹菜河1变",10,3.56,{"v":52.92,"d":"52.9"},"轻载",{"v":199.08,"d":"199.1"},"否","龙新社区芹菜河"]
[370,"龙新社区芹菜河2变",10,6.15,95.6,"轻载",156.4,"否","龙新社区芹菜河"]
[371,"龙新社区芹菜河3变",10,5.22,{"v":84.48,"d":"84.5"},"轻载",{"v":115.52,"d":"115.5"},"否","龙新社区芹菜河"]
[372,"龙新社区山丫巴变",10,2.12,{"v":13.24,"d":"13.2"},"轻载",{"v":66.76,"d":"66.8"},"否","龙新社区山丫巴"]
[373,"龙新社区湾塘变",10,2.31,{"v":18.22,"d":"18.2"},"轻载",{"v":61.78,"d":"61.8"},"否","龙新社区湾塘"]
[374,"龙新社区响鼓1变",10,5.69,{"v":26.02,"d":"26.0"},"轻载",{"v":53.98,"d":"54.0"},"否","龙新社区响鼓"]
[375,"龙新社区响鼓2变",10,5.22,{"v":14.56,"d":"14.6"},"轻载",{"v":65.44,"d":"65.4"},"否","龙新社区响鼓"]
[376,"龙新社区新田变",10,4.06,{"v":15.72,"d":"15.7"},"轻载",{"v":64.28,"d":"64.3"},"否","龙新社区新田"]
[377,"龙新社区新苑寨变",10,1.7,{"v":45.7065,"d":"45.7"},"轻载",{"v":206.2935,"d":"206.3"},"否","龙新社区新苑寨"]
[378,"龙新社区新寨变",10,5.52,{"v":71.96,"d":"72.0"},"轻载",{"v":180.04,"d":"180.0"},"否","龙新社区新寨"]
[379,"龙新社区杨梅坡变",10,3.18,{"v":47.53,"d":"47.5"},"轻载",{"v":32.47,"d":"32.5"},"否","龙新社区杨梅坡"]
[380,"龙新社区野猪坪变",10,2.64,{"v":39.72,"d":"39.7"},"轻载",{"v":120.28,"d":"120.3"},"否","龙新社区野猪坪"]
[381,"龙新社区柞房变",10,6.91,{"v":56.64,"d":"56.6"},"轻载",{"v":71.36,"d":"71.4"},"否","龙新社区柞房"]
[382,"勐冒社区倒淌水变",10,6.07,29.2,"轻载",50.8,"否","勐冒社区倒淌水"]
[383,"勐冒社区街子1变",10,25.22,{"v":168.45,"d":"168.5"},"轻载",{"v":83.55,"d":"83.6"},"否","勐冒社区街子"]
[384,"勐冒社区街子2变",10,9.52,90.3,"轻载",109.7,"否","勐冒社区街子"]
[385,"勐冒社区老荒田2变",10,7.44,{"v":41.45,"d":"41.5"},"轻载",{"v":38.55,"d":"38.6"},"否","勐冒社区老荒田"]
[386,"勐冒社区老荒田变",10,9.42,{"v":29.65,"d":"29.7"},"轻载",{"v":50.35,"d":"50.4"},"否","勐冒社区老荒田"]
[387,"勐冒社区廖家寨1变",10,4.92,17.6,"轻载",46.4,"否","勐冒社区廖家寨"]
[388,"勐冒社区廖家寨2变",10,10.34,104.7,"轻载",95.3,"否","勐冒社区廖家寨"]
[389,"勐冒社区廖家寨3变",10,4.62,{"v":55.92,"d":"55.9"},"轻载",{"v":144.08,"d":"144.1"},"否","勐冒社区廖家寨"]
[390,"勐冒社区陆家村变",10,3.98,{"v":17.984,"d":"18.0"},"轻载",{"v":46.016,"d":"46.0"},"否","勐冒社区陆家村"]
[391,"勐冒社区坪子变",10,9.54,{"v":94.16,"d":"94.2"},"轻载",{"v":65.84,"d":"65.8"},"否","勐冒社区坪子"]
[392,"勐冒社区西边变",10,7,{"v":76.32,"d":"76.3"},"轻载",{"v":83.68,"d":"83.7"},"否","勐冒社区西边"]
[393,"勐冒社区徐家寨1变",10,14.52,{"v":106.56,"d":"106.6"},"轻载",{"v":53.44,"d":"53.4"},"否","勐冒社区徐家寨"]
[394,"勐冒社区徐家寨2变",10,6.75,{"v":74.26,"d":"74.3"},"轻载",{"v":125.74,"d":"125.7"},"否","勐冒社区徐家寨"]
[395,"勐冒社区徐家寨3变",10,15.22,{"v":128.84,"d":"128.8"},"轻载",{"v":123.16,"d":"123.2"},"否","勐冒社区徐家寨"]
[396,"勐冒社区杨家寨变",10,7.7,{"v":104.076,"d":"104.1"},"轻载",{"v":147.924,"d":"147.9"},"否","勐冒社区杨家寨"]
[397,"勐冒社区椅子山变",10,4.96,31.4,"轻载",48.6,"否","勐冒社区椅子山"]
[398,"勐冒社区中寨1变",10,7.39,{"v":76.57,"d":"76.6"},"轻载",{"v":123.43,"d":"123.4"},"否","勐冒社区中寨"]
[399,"勐冒社区中寨2变",10,5.19,{"v":57.82,"d":"57.8"},"轻载",{"v":102.18,"d":"102.2"},"否","勐冒社区中寨"]
[400,"茄子山村大汉坝变",10,7.23,{"v":20.47,"d":"20.5"},"轻载",{"v":59.53,"d":"59.5"},"否","茄子山村大汉坝"]
[401,"茄子山村大硝马场",10,3.71,{"v":18.39,"d":"18.4"},"轻载",{"v":61.61,"d":"61.6"},"否","茄子山村大硝马场"]
[402,"茄子山村大硝变",10,1.94,{"v":19.36,"d":"19.4"},"轻载",{"v":140.64,"d":"140.6"},"否","茄子山村黄家社"]
[403,"茄子山村黄家社",10,7.93,{"v":40.88,"d":"40.9"},"轻载",{"v":39.12,"d":"39.1"},"否","茄子山村茄子山"]
[404,"茄子山村茄子山变",10,0.8,{"v":5.95,"d":"6.0"},"轻载",{"v":122.05,"d":"122.1"},"否","茄子山村委会赵家社"]
[405,"茄子山村赵家社",10,3.33,{"v":11.133,"d":"11.1"},"轻载",{"v":12.867,"d":"12.9"},"否","茄子山村小新寨"]
[406,"茄子山村小新寨变",10,12.01,{"v":20.43,"d":"20.4"},"轻载",{"v":19.57,"d":"19.6"},"否","茄子山大坡"]
[407,"茄子山大坡变",10,1.17,{"v":59.73,"d":"59.7"},"轻载",{"v":20.27,"d":"20.3"},"否","绕廊社区白石头"]
[408,"绕廊社区白石头变",10,6.29,{"v":6.867,"d":"6.9"},"轻载",{"v":17.133,"d":"17.1"},"否","绕廊社区大沟桥"]
[409,"绕廊社区大沟桥1变",10,15.11,{"v":71.97,"d":"72.0"},"轻载",{"v":128.03,"d":"128.0"},"否","绕廊社区大沟桥"]
[410,"绕廊社区大沟桥2变",10,7.26,{"v":68.62,"d":"68.6"},"轻载",{"v":131.38,"d":"131.4"},"否","绕廊社区大山田"]
[411,"绕廊社区大山田1变",10,4.74,{"v":80.56,"d":"80.6"},"轻载",{"v":79.44,"d":"79.4"},"否","绕廊社区大山田"]
[412,"绕廊社区大山田2变",10,8.4,{"v":48.74,"d":"48.7"},"轻载",{"v":111.26,"d":"111.3"},"否","绕廊社区河头寨"]
[413,"绕廊社区河头寨变",10,5.28,{"v":32.376,"d":"32.4"},"轻载",{"v":31.624,"d":"31.6"},"否","绕廊社区金星山"]
[414,"绕廊社区金星山变",10,3.27,{"v":6.684,"d":"6.7"},"轻载",{"v":17.316,"d":"17.3"},"否","绕廊社区苦桃洼"]
[415,"绕廊社区苦桃洼变",10,7.12,{"v":38.48,"d":"38.5"},"轻载",{"v":121.52,"d":"121.5"},"否","绕廊社区梨树寨"]
[416,"绕廊社区梨树寨2变",10,4.19,{"v":68.96,"d":"69.0"},"轻载",{"v":131.04,"d":"131.0"},"否","绕廊社区梨树寨"]
[417,"绕廊社区梨树寨变",10,8.12,{"v":68.67,"d":"68.7"},"轻载",{"v":131.33,"d":"131.3"},"否","绕廊社区麦子地"]
[418,"绕廊社区麦子地变",10,4.85,{"v":34.96,"d":"35.0"},"轻载",{"v":93.04,"d":"93.0"},"否","绕廊社区水井边"]
[419,"绕廊社区水井边变",10,8.96,{"v":20.592,"d":"20.6"},"轻载",{"v":43.408,"d":"43.4"},"否","绕廊社区苏子地"]
[420,"绕廊社区苏子地变",10,6.01,{"v":70.32,"d":"70.3"},"轻载",{"v":89.68,"d":"89.7"},"否","绕廊社区鸭塘"]
[421,"绕廊社区鸭塘变",10,7.12,{"v":52.544,"d":"52.5"},"轻载",{"v":75.456,"d":"75.5"},"否","绕廊社区榨房"]
[422,"绕廊社区榨房变",10,10.11,{"v":39.36,"d":"39.4"},"轻载",{"v":160.64,"d":"160.6"},"否","雪山村秋场"]
[423,"雪山村秋场变",10,6.73,{"v":74.528,"d":"74.5"},"轻载",{"v":53.472,"d":"53.5"},"否","雪山村邵家寨"]
[424,"雪山村邵家寨变",10,5.68,{"v":44.624,"d":"44.6"},"轻载",{"v":83.376,"d":"83.4"},"否","雪山村淘金河"]
[425,"雪山村淘金河变",10,5.94,{"v":31.625,"d":"31.6"},"轻载",{"v":68.375,"d":"68.4"},"否","雪山村弯子"]
[426,"雪山村弯子变",10,5.45,{"v":34.24,"d":"34.2"},"轻载",{"v":29.76,"d":"29.8"},"否","雪山村新桥头"]
[427,"雪山村新桥头变",10,10.62,{"v":31.2125,"d":"31.2"},"轻载",{"v":68.7875,"d":"68.8"},"否","雪山村长箐"]
[428,"雪山村长箐变",10,8.98,{"v":30.09,"d":"30.1"},"轻载",{"v":49.91,"d":"49.9"},"否","雪山村正兴"]
[429,"雪山村正兴1变",10,6.62,{"v":47.34,"d":"47.3"},"轻载",{"v":80.66,"d":"80.7"},"否","雪山村正兴"]
[430,"雪山村正兴2变",10,5.67,{"v":96.19,"d":"96.2"},"轻载",{"v":223.81,"d":"223.8"},"否","雪山村正兴"]
[431,"雪山村正兴3变",10,35.2,57.04,"经济运行",142.96,"否","雪山村正兴"]
[432,"坝头村坝头变","10kV","5.56","25.54","轻载",212.49,"否","坝头村"]
[433,"坝头村大石头练变","10kV","6.79","21.79","轻载",{"v":264.25035,"d":"264.25"},"否","坝头村"]
[434,"坝头村老寨子1#变","10kV","5.44","20.91","轻载",{"v":136.1664,"d":"136.17"},"否","坝头村"]
[435,"坝头村老寨子2#变","10kV","7.19","27.56","轻载",{"v":133.6464,"d":"133.65"},"否","坝头村"]
[436,"坝头村冷水河1#变","10kV","7.5","26.7","轻载",{"v":166.5,"d":"166.50"},"否","坝头村"]
[437,"坝头村冷水河2#变","10kV","5.22","31.51","轻载",{"v":136.4832,"d":"136.48"},"否","坝头村"]
[438,"坝尾变","10kV","8.82","42.57","轻载",{"v":205.155,"d":"205.16"},"否","甘寨村"]
[439,"邦工2#变","10kV","9.61","35.93","轻载",{"v":130.1616,"d":"130.16"},"否","邦工村"]
[440,"邦工村邦工1#变","10kV","11.09","35.41","轻载",{"v":160.038,"d":"160.04"},"否","邦工村"]
[441,"邦工村秕谷田变","10kV","8.42","35.99","轻载",{"v":24.7266,"d":"24.73"},"否","邦工村"]
[442,"邦工村大香塘变","10kV","15.62","72.34","轻载",{"v":22.7826,"d":"22.78"},"否","邦工村"]
[443,"邦工村绿箐变","10kV","4.77","31.38","轻载",{"v":42.8535,"d":"42.85"},"否","邦工村"]
[444,"邦工村杨家寨1#变","10kV","5.46","21.84","轻载",{"v":136.1376,"d":"136.14"},"否","邦工村"]
[445,"邦工村杨家寨2#变","10kV","4.8","22.09","轻载",{"v":68.544,"d":"68.54"},"否","邦工村"]
[446,"朝阳村百花寨变","10kV","22.09","102.01","经济运行",{"v":35.0595,"d":"35.06"},"否","朝阳村"]
[447,"朝阳村朝阳街子1#变","10kV","25.49","54.5","轻载",{"v":211.23585,"d":"211.24"},"否","朝阳村"]
[448,"朝阳村朝阳街子2#变","10kV","25.43","57.36","经济运行",{"v":211.40595,"d":"211.41"},"否","朝阳村"]
[449,"朝阳村大坪子变","10kV","11.81","56.55","轻载",{"v":39.6855,"d":"39.69"},"否","朝阳村"]
[450,"朝阳村红土坡变","10kV","30.22","100.97","轻载",{"v":31.401,"d":"31.40"},"否","朝阳村"]
[451,"朝阳村小河边变","10kV","11.8","43.21","轻载",158.76,"否","朝阳村"]
[452,"朝阳村移民点2#变","10kV","20.48","50.23","轻载",{"v":225.4392,"d":"225.44"},"否","朝阳村"]
[453,"朝阳村澡塘头变","10kV","22.91","74.35","轻载",{"v":111.0096,"d":"111.01"},"否","朝阳村"]
[454,"朝阳社区扁瓦田变","10kV","7.73","30.45","轻载",{"v":166.086,"d":"166.09"},"否","朝阳村"]
[455,"朝阳移民点1#变","10kV","7.2","35.2","轻载",167.04,"否","朝阳村"]
[456,"大场村陈家梁子变","10kV","5.18","76.76","轻载",{"v":25.6014,"d":"25.60"},"否","大场村"]
[457,"大场村大场1#变","10kV","20.66","29.8","轻载",{"v":142.812,"d":"142.81"},"否","大场村"]
[458,"大场村大场2#变","10kV","5.39","18.39","轻载",{"v":268.21935,"d":"268.22"},"否","大场村"]
[459,"大场村大坪子1#变","10kV","4.5","18.24","轻载",137.52,"否","大场村"]
[460,"大场村大坪子2#变","10kV","12.8","167.14","经济运行",{"v":98.1,"d":"98.10"},"否","大场村"]
[461,"大场村风吹坡变","10kV","2.17","23.79","轻载",{"v":88.047,"d":"88.05"},"否","大场村"]
[462,"大场村核桃坪变","10kV","3.27","16.49","轻载",{"v":139.2912,"d":"139.29"},"否","大场村"]
[463,"大场村旧寨变","10kV","2.42","14.18","轻载",{"v":87.822,"d":"87.82"},"否","大场村"]
[464,"大场村老地洼变","10kV","3.7","18.28","轻载",86.67,"否","大场村"]
[465,"大场村龙塘变","10kV","2.71","9.6","轻载",{"v":275.81715,"d":"275.82"},"否","大场村"]
[466,"大场村石头沟变","10kV","3.27","17.45","轻载",{"v":69.6456,"d":"69.65"},"否","大场村"]
[467,"大场村松坡变","10kV","2.83","8.89","轻载",{"v":275.47695,"d":"275.48"},"否","大场村"]
[468,"大场村团坡变","10kV","7.86","29.95","轻载",{"v":82.926,"d":"82.93"},"否","大场村"]
[469,"大场村象达洼变","10kV","4.75","27.57","轻载",{"v":85.725,"d":"85.73"},"否","大场村"]
[470,"大场村云峰寨变","10kV","23.49","28.17","轻载",{"v":110.1744,"d":"110.17"},"否","大场村"]
[471,"大场村张家田移民点变","10kV","6.42","20.5","轻载",{"v":210.555,"d":"210.56"},"否","大场村"]
[472,"甘寨2#变","10kV","12.78","41.7","轻载",{"v":196.245,"d":"196.25"},"否","甘寨村"]
[473,"甘寨村春头坪变","10kV","31.14","83.72","经济运行",{"v":49.5792,"d":"49.58"},"否","甘寨村"]
[474,"甘寨村甘寨1#变","10kV","14.12","41.91","轻载",193.23,"否","甘寨村"]
[475,"甘寨村小寨河1#变","10kV","5.06","16.98","轻载",{"v":136.7136,"d":"136.71"},"否","甘寨村"]
[476,"甘寨村小寨河2#变","10kV","3.62","13.7","轻载",{"v":273.2373,"d":"273.24"},"否","甘寨村"]
[477,"甘寨村钻水寨变","10kV","7.26","40.68","轻载",{"v":66.7728,"d":"66.77"},"否","甘寨村"]
[478,"街子5#变","10kV","11.15","50.96","轻载",{"v":251.88975,"d":"251.89"},"否","象达村"]
[479,"勐蚌村大湾子沟变","10kV","2.49","23.78","轻载",{"v":87.759,"d":"87.76"},"否","勐蚌村"]
[480,"勐蚌村横沟变","10kV","2.37","22.89","轻载",{"v":26.3601,"d":"26.36"},"否","勐蚌村"]
[481,"勐蚌村冷水沟变","10kV","8.43","52.11","轻载",{"v":164.826,"d":"164.83"},"否","勐蚌村"]
[482,"勐蚌村勐蚌变","10kV","7.88","22.08","轻载",{"v":261.1602,"d":"261.16"},"否","勐蚌村"]
[483,"勐蚌村勐堆变","10kV","7.24","27.79","轻载",{"v":262.9746,"d":"262.97"},"否","勐蚌村"]
[484,"赧洒村田边寨变","10kV","25.39","83.3","经济运行",{"v":33.5745,"d":"33.57"},"否","赧洒村"]
[485,"赧洒村硝塘变","10kV","16.81","83.35","轻载",{"v":37.4355,"d":"37.44"},"否","赧洒村"]
[486,"赧洒村杨家寨1#变","10kV","13.71","51.67","轻载",{"v":62.1288,"d":"62.13"},"否","赧洒村"]
[487,"赧洒村杨家寨2#变","10kV","10.24","42.77","轻载",{"v":129.2544,"d":"129.25"},"否","赧洒村"]
[488,"赧洒社区扁练变","10kV","14.5","59.49","轻载",61.56,"否","赧洒村"]
[489,"赧洒社区岔路田变","10kV","17.77","60.54","轻载",{"v":74.007,"d":"74.01"},"否","赧洒村"]
[490,"赧洒社区赧洒1#变","10kV","18.91","59.13","轻载",{"v":229.89015,"d":"229.89"},"否","赧洒村"]
[491,"赧洒社区赧洒2#变","10kV","14.74","40.29","轻载",{"v":191.835,"d":"191.84"},"否","赧洒村"]
[492,"赧洒社区赧洒3#变","10kV","13.2","44.85","轻载",{"v":195.3,"d":"195.30"},"否","赧洒村"]
[493,"赧洒社区赧洒4#变","10kV","7.23","28.5","轻载",{"v":208.7325,"d":"208.73"},"否","赧洒村"]
[494,"帕掌河村半山变","10kV","3.79","20.42","轻载",{"v":86.589,"d":"86.59"},"否","帕掌河村"]
[495,"帕掌河村茶厂变","10kV","12.14","34.22","轻载",{"v":126.5184,"d":"126.52"},"否","帕掌河村"]
[496,"帕掌河村风草地变","10kV","2.67","18.26","轻载",{"v":87.597,"d":"87.60"},"否","帕掌河村"]
[497,"帕掌河村挂蜂岩变","10kV","4.92","19.43","轻载",{"v":136.9152,"d":"136.92"},"否","帕掌河村"]
[498,"帕掌河村黄梨坡变","10kV","6.55","42.33","轻载",{"v":42.0525,"d":"42.05"},"否","帕掌河村"]
[499,"帕掌河村懒板凳变","10kV","8.23","62.2","轻载",{"v":82.593,"d":"82.59"},"否","帕掌河村"]
[500,"帕掌河村老寨子变","10kV","8.43","28.78","轻载",{"v":259.60095,"d":"259.60"},"否","帕掌河村"]
[501,"帕掌河村马鹿塘变","10kV","3.4","16.89","轻载",173.88,"否","帕掌河村"]
[502,"帕掌河村帕掌河变","10kV","9.93","34.93","轻载",{"v":255.34845,"d":"255.35"},"否","帕掌河村"]
[503,"帕掌河村小梨树变","10kV","4.65","21.69","轻载",{"v":85.815,"d":"85.82"},"否","帕掌河村"]
[504,"帕掌河村新田寨变","10kV","2.3","18","轻载",175.86,"否","帕掌河村"]
[505,"帕掌河村张家田变","10kV","2.2","16.27","轻载",88.02,"否","帕掌河村"]
[506,"坡头田村大梁子变","10kV","9.1","40.07","轻载",{"v":130.896,"d":"130.90"},"否","坡头田村"]
[507,"坡头田村郭家寨变","10kV","9.9","41.73","轻载",{"v":40.545,"d":"40.55"},"否","坡头田村"]
[508,"坡头田村河边寨变","10kV","9.46","55.36","轻载",{"v":40.743,"d":"40.74"},"否","坡头田村"]
[509,"坡头田村河外田变","10kV","5.46","24","轻载",{"v":42.543,"d":"42.54"},"否","坡头田村"]
[510,"坡头田村横沟变","10kV","5.94","37.57","轻载",{"v":135.4464,"d":"135.45"},"否","坡头田村"]
[511,"坡头田村花家寨变","10kV","7.12","37.45","轻载",{"v":133.7472,"d":"133.75"},"否","坡头田村"]
[512,"坡头田村烂坝洼变","10kV","14.28","27.7","轻载",{"v":154.296,"d":"154.30"},"否","坡头田村"]
[513,"坡头田村老箐头变","10kV","23.29","26.98","轻载",{"v":69.039,"d":"69.04"},"否","坡头田村"]
[514,"坡头田村露水洼变","10kV","6.75","37.49","轻载",134.28,"否","坡头田村"]
[515,"坡头田村坡头田变","10kV","23.74","45.1","轻载",{"v":216.1971,"d":"216.20"},"否","坡头田村"]
[516,"芹菜塘村村公所变","10kV","20.47","62.02","轻载",{"v":71.577,"d":"71.58"},"否","芹菜塘村"]
[517,"芹菜塘村干垭口1#变","10kV","7.08","24.2","轻载",{"v":83.628,"d":"83.63"},"否","芹菜塘村"]
[518,"芹菜塘村干垭口2#变","10kV","7.14","51.75","轻载",{"v":41.787,"d":"41.79"},"否","芹菜塘村"]
[519,"芹菜塘村烂坝寨1#变","10kV","3.77","24.9","轻载",{"v":69.2856,"d":"69.29"},"否","芹菜塘村"]
[520,"芹菜塘村烂坝寨2#变","10kV","4","45.18","轻载",{"v":43.2,"d":"43.20"},"否","芹菜塘村"]
[521,"芹菜塘村马家寨变","10kV","12.34","46.9","轻载",{"v":39.447,"d":"39.45"},"否","芹菜塘村"]
[522,"芹菜塘村芹菜塘变","10kV","56.33","545.91","轻载",{"v":31.4424,"d":"31.44"},"否","芹菜塘村"]
[523,"芹菜塘村瓦房田变","10kV","1.91","19.18","轻载",{"v":70.6248,"d":"70.62"},"否","芹菜塘村"]
[524,"芹菜塘村移民搬迁1号变","10kV","2.8","10.41","轻载",{"v":218.7,"d":"218.70"},"否","芹菜塘村"]
[525,"芹菜塘村移民搬迁2#变","10kV","1.75","8.44","轻载",176.85,"否","芹菜塘村"]
[526,"棠梨坪村茶家窝变","10kV","3.28","22.1","轻载",{"v":43.524,"d":"43.52"},"否","棠梨坪村"]
[527,"棠梨坪村打靛河变","10kV","5.37","22.91","轻载",{"v":136.2672,"d":"136.27"},"否","棠梨坪村"]
[528,"棠梨坪村大河边变","10kV","5.72","26.34","轻载",{"v":169.704,"d":"169.70"},"否","棠梨坪村"]
[529,"棠梨坪村大坡变","10kV","2.62","9.06","轻载",{"v":140.2272,"d":"140.23"},"否","棠梨坪村"]
[530,"棠梨坪村埂界坡变","10kV","4.7","37.36","轻载",{"v":137.232,"d":"137.23"},"否","棠梨坪村"]
[531,"棠梨坪村龙河1变","10kV","11.15","34.34","轻载",{"v":251.88975,"d":"251.89"},"否","棠梨坪村"]
[532,"棠梨坪村龙河2变","10kV","6.81","22.58","轻载",{"v":264.19365,"d":"264.19"},"否","棠梨坪村"]
[533,"棠梨坪村龙河变","10kV","12.8","38","轻载",{"v":247.212,"d":"247.21"},"否","棠梨坪村"]
[534,"棠梨坪村水草林变","10kV","16.07","25.99","轻载",{"v":120.8592,"d":"120.86"},"否","棠梨坪村"]
[535,"棠梨坪村迤寨变","10kV","9.85","18.44","轻载",{"v":256.9,"d":"256.90"},"否","棠梨坪村"]
[536,"棠梨坪村中寨变","10kV","4.63","19.31","轻载",{"v":270.37395,"d":"270.37"},"否","棠梨坪村"]
[537,"棠梨坪社区深洼变","10kV","16.96","24.46","轻载",{"v":74.736,"d":"74.74"},"否","棠梨坪村"]
[538,"象达村崩龙寨变","10kV","14.03","61.54","轻载",{"v":38.6865,"d":"38.69"},"否","象达村"]
[539,"象达村大板栗树变","10kV","3.75","12.46","轻载",{"v":216.5625,"d":"216.56"},"否","象达村"]
[540,"象达村高山队变","10kV","7.97","37.99","轻载",{"v":41.4135,"d":"41.41"},"否","象达村"]
[541,"象达村咕噜河变","10kV","11.13","61.32","轻载",{"v":23.9949,"d":"23.99"},"否","象达村"]
[542,"象达村街子1号变","10kV","17.43","40.54","轻载",{"v":297.252,"d":"297.25"},"否","象达村"]
[543,"象达村街子2号变","10kV","38.98","77.86","经济运行",{"v":109.836,"d":"109.84"},"否","象达村"]
[544,"象达村街子4号变","10kV","8.06","22.98","轻载",{"v":165.492,"d":"165.49"},"否","象达村"]
[545,"象达村李家寨变","10kV","10.05","29.83","轻载",{"v":129.528,"d":"129.53"},"否","象达村"]
[546,"象达村松树寨变","10kV","19.69","59.32","经济运行",{"v":144.558,"d":"144.56"},"否","象达村"]
[547,"象达村小珙山变","10kV","10.45","41.63","轻载",{"v":64.476,"d":"64.48"},"否","象达村"]
[548,"象达村小石房变","10kV","6.92","24.29","轻载",{"v":134.0352,"d":"134.04"},"否","象达村"]
[549,"象达村小寨变","10kV","10.23","26.72","轻载",{"v":254.49795,"d":"254.50"},"否","象达村"]
[550,"象达村许家坡变","10kV","16.3","52.89","轻载",150.66,"否","象达村"]
[551,"象达大寨变","10kV","17.68","51.91","轻载",{"v":148.176,"d":"148.18"},"否","象达村"]
[552,"小米地村村公所变","10kV","5.9","20.06","轻载",{"v":135.504,"d":"135.50"},"否","小米地村"]
[553,"小米地村大硝河变","10kV","4.38","13.85","轻载",{"v":172.116,"d":"172.12"},"否","小米地村"]
[554,"小米地村匡曰家变","10kV","4.72","21.2","轻载",{"v":85.752,"d":"85.75"},"否","小米地村"]
[555,"小米地村良子寨变","10kV","7.31","26.19","轻载",{"v":133.4736,"d":"133.47"},"否","小米地村"]
[556,"小米地村梁江林变","10kV","2.69","22.96","轻载",{"v":70.0632,"d":"70.06"},"否","小米地村"]
[557,"小米地村麻家寨变","10kV","2.14","8.92","轻载",{"v":140.9184,"d":"140.92"},"否","小米地村"]
[558,"小米地村下寨河变","10kV","3.58","17.03","轻载",{"v":138.8448,"d":"138.84"},"否","小米地村"]
[559,"小米地村新场河变","10kV","1.45","16.91","轻载",{"v":44.3475,"d":"44.35"},"否","小米地村"]
[560,"小米地村熊坟寨变","10kV","10.99","35.93","轻载",{"v":64.0872,"d":"64.09"},"否","小米地村"]
[561,"小米地村野牛场变","10kV","3.82","18.45","轻载",{"v":86.562,"d":"86.56"},"否","小米地村"]
[562,"小米地村樱桃洼变","10kV","1.92","11.74","轻载",{"v":88.272,"d":"88.27"},"否","小米地村"]
[563,"小米地村中寨变","10kV","3.59","21.87","轻载",{"v":138.8304,"d":"138.83"},"否","小米地村"]
[564,"新寨变","10kV","5.93","66.84","轻载",{"v":169.326,"d":"169.33"},"否","勐蚌村"]
[565,"迤沙寨村刺竹水变","10kV","19.95","77.6","轻载",{"v":36.0225,"d":"36.02"},"否","迤沙寨村"]
[566,"迤沙寨村付家寨变","10kV","9.99","55","轻载",{"v":81.009,"d":"81.01"},"否","迤沙寨村"]
[567,"迤沙寨村甘水田变","10kV","4.6","21.92","轻载",85.86,"否","迤沙寨村"]
[568,"迤沙寨村橄榄破变","10kV","3.12","18.62","轻载",{"v":43.596,"d":"43.60"},"否","迤沙寨村"]
[569,"迤沙寨村河外寨变","10kV","10.8","50.8","轻载",40.14,"否","迤沙寨村"]
[570,"迤沙寨村匡家寨变","10kV","4.44","30.2","轻载",{"v":43.002,"d":"43.00"},"否","迤沙寨村"]
[571,"迤沙寨村龙塘变","10kV","7.23","19.91","轻载",{"v":133.5888,"d":"133.59"},"否","迤沙寨村"]
[572,"迤沙寨村马台坡变","10kV","14.71","35.51","轻载",{"v":76.761,"d":"76.76"},"否","迤沙寨村"]
[573,"迤沙寨村坡脚变","10kV","15.43","67.06","轻载",{"v":22.8339,"d":"22.83"},"否","迤沙寨村"]
[574,"迤沙寨村三家村变","10kV","18.84","99.48","轻载",{"v":36.522,"d":"36.52"},"否","迤沙寨村"]
[575,"迤沙寨村三角山变","10kV","3.03","70.55","轻载",{"v":43.6365,"d":"43.64"},"否","迤沙寨村"]
[576,"迤沙寨村上硝变","10kV","4.95","25.63","轻载",{"v":136.872,"d":"136.87"},"否","迤沙寨村"]
[577,"迤沙寨村上寨田变","10kV","3.97","20.35","轻载",{"v":216.0675,"d":"216.07"},"否","迤沙寨村"]
[578,"迤沙寨村秧草塘变","10kV",3.05,66.28,"轻载",{"v":53.244,"d":"53.24"},"否","迤沙寨村"]
[579,"迤沙寨村迤沙寨变","10kV","26.79","76.35","经济运行",{"v":65.889,"d":"65.89"},"否","迤沙寨村"]
[580,"迤沙寨村竹寨田变","10kV","6.71","25.58","轻载",{"v":83.961,"d":"83.96"},"否","迤沙寨村"]
[581,"意达1#变","10kV","5.79","20.62","轻载",{"v":534.1707,"d":"534.17"},"否","象达村"]
[582,"意达2#变","10kV","4.85","11.74","轻载",{"v":539.5005,"d":"539.50"},"否","象达村"]
[583,"意达3#变","10kV","7.02","17.41","轻载",{"v":527.1966,"d":"527.20"},"否","象达村"]
[584,"营坡村大窝子变","10kV","8.57","38.59","轻载",{"v":131.6592,"d":"131.66"},"否","营坡村"]
[585,"营坡村大中寨变","10kV","27.38","86.33","经济运行",{"v":104.5728,"d":"104.57"},"否","营坡村"]
[586,"营坡村街子3号变","10kV","6.24","29.72","轻载",{"v":168.768,"d":"168.77"},"否","营坡村"]
[587,"营坡村南海寨变","10kV","28.87","50.05","经济运行",{"v":102.4272,"d":"102.43"},"否","营坡村"]
[588,"营坡村坡头变","10kV","10.06","31.63","轻载",{"v":254.9799,"d":"254.98"},"否","营坡村"]
[589,"营坡村三岔路变","10kV","11.1","42.89","轻载",{"v":252.0315,"d":"252.03"},"否","营坡村"]
[590,"营坡村上腊勐变","10kV","9.59","30.43","轻载",{"v":203.4225,"d":"203.42"},"否","营坡村"]
[591,"营坡村松下变","10kV","18.65","57.91","轻载",{"v":183.0375,"d":"183.04"},"否","营坡村"]
[592,"营坡村香果林变","10kV","9.2","27.3","轻载",163.44,"否","营坡村"]
[593,"营坡村朱家庄变","10kV","15.08","40.49","轻载",{"v":240.7482,"d":"240.75"},"否","营坡村"]
[594,"营坡社区小田坝变","10kV","1.95","11.65","轻载",{"v":70.596,"d":"70.60"},"否","营坡村"]
[595,"邦别村半坡变","10kV","7.6","32.22","轻载",{"v":66.528,"d":"66.53"},"否"," 邦别村"]
[596,"邦别村邦别村公所变","10kV","13.17","48.08","轻载",{"v":156.294,"d":"156.29"},"否"," 邦别村"]
[597,"邦别村龙塘变","10kV",18.14,24.45,"轻载",{"v":36.837,"d":"36.84"},"否"," 邦别村"]
[598,"帮别村蚂蝗箐变","10kV","4.98","29.84","轻载",{"v":25.6554,"d":"25.66"},"否"," 邦别村"]
[599,"邦别村三岔路移民新村1#变","10kV","10.58","37.35","轻载",{"v":128.7648,"d":"128.76"},"否"," 邦别村"]
[600,"邦别村三岔路移民新村2#变","10kV",22.91,26.52,"轻载",{"v":138.762,"d":"138.76"},"否"," 邦别村"]
[601,"邦别村三岔路移民新村3#变","10kV","7.05","26.51","轻载",167.31,"否"," 邦别村"]
[602,"邦别村水沟变","10kV","21.92","80.03","轻载",{"v":35.136,"d":"35.14"},"否"," 邦别村"]
[603,"邦别村小学变","10kV","14.78","54.42","轻载",{"v":61.3584,"d":"61.36"},"否"," 邦别村"]
[604,"邦别村荞地变","10kV","8.25","38.1","轻载",66.06,"否"," 邦别村"]
[605,"邦别村橄榄坪变","10kV","6.68","21.87","轻载",{"v":264.5622,"d":"264.56"},"否"," 邦别村"]
[606,"邦别村新田坝变","10kV","31.51","84.12","轻载",{"v":49.3128,"d":"49.31"},"否"," 邦别村"]
[607,"户帕村常兴变","10kV","5.88","27.3","轻载",{"v":67.7664,"d":"67.77"},"否"," 户帕村"]
[608,"户帕村村公所变","10kV","16.49","53.58","轻载",{"v":37.5795,"d":"37.58"},"否"," 户帕村"]
[609,"户帕村大水井变","10kV","7.08","60.11","轻载",{"v":25.0884,"d":"25.09"},"否"," 户帕村"]
[610,"户帕村老箐头变","10kV","14.1","19.01","轻载",{"v":38.655,"d":"38.66"},"否"," 户帕村"]
[611,"户帕村蛮老洼变","10kV","13.65","72.08","轻载",{"v":38.8575,"d":"38.86"},"否"," 户帕村"]
[612,"户帕村青树寨变","10kV","22.14","140.47","轻载",{"v":87.5925,"d":"87.59"},"否"," 户帕村"]
[613,"户帕村三眼井变","10kV","16.88","73.65","轻载",{"v":37.404,"d":"37.40"},"否"," 户帕村"]
[614,"户帕村苏家田变","10kV","19.62","54.12","轻载",{"v":57.8736,"d":"57.87"},"否"," 户帕村"]
[615,"户帕村云头变","10kV","22.84","70.03","轻载",{"v":55.5552,"d":"55.56"},"否"," 户帕村"]
[616,"岭干村丛干变","10kV","4.48","17.4","轻载",{"v":171.936,"d":"171.94"},"否"," 岭干村"]
[617,"岭干村村公所变","10kV","2.36","18.66","轻载",{"v":276.8094,"d":"276.81"},"否"," 岭干村"]
[618,"岭干村金竹园变","10kV",9.17,28.56,"轻载",{"v":130.7952,"d":"130.80"},"否"," 岭干村"]
[619,"岭干村栗树寨变","10kV","7.01","22.95","轻载",{"v":167.382,"d":"167.38"},"否"," 岭干村"]
[620,"岭干村坡头1#变","10kV","1.51","13.74","轻载",{"v":88.641,"d":"88.64"},"否"," 岭干村"]
[621,"岭干村坡头2#变","10kV","2.81",15.23,"轻载",{"v":87.471,"d":"87.47"},"否"," 岭干村"]
[622,"岭干村团坡变","10kV","3.31",21.52,"轻载",{"v":174.042,"d":"174.04"},"否"," 岭干村"]
[623,"岭干村白虎山","10kV","2.89","17.12","轻载",{"v":139.8384,"d":"139.84"},"否"," 岭干村"]
[624,"岭干村干水田","10kV",8.84,28.12,"轻载",{"v":82.044,"d":"82.04"},"否"," 岭干村"]
[625,"镇宝村大岭岗变","10kV","4.05","21.01","轻载",172.71,"否"," 镇宝村"]
[626,"镇宝村毛草地变","10kV","3.35","14.01","轻载",173.97,"否"," 镇宝村"]
[627,"镇宝村大荞地变","10kV",9.17,29.12,"轻载",{"v":130.7952,"d":"130.80"},"否"," 镇宝村"]
[628,"竹箐村白坟变","10kV","2.88","12.15","轻载",{"v":87.408,"d":"87.41"},"否"," 竹箐村"]
[629,"竹箐村村公所变","10kV","5.66","22.08","轻载",{"v":267.4539,"d":"267.45"},"否"," 竹箐村"]
[630,"竹箐村李家寨变","10kV","3.18",19.52,"轻载",{"v":87.138,"d":"87.14"},"否"," 竹箐村"]
[631,"竹箐村邱坡变","10kV","4.33","15.3","轻载",{"v":271.22445,"d":"271.22"},"否"," 竹箐村"]
[632,"竹箐村小荒田变","10kV","2.89",18.52,"轻载",{"v":87.399,"d":"87.40"},"否"," 竹箐村"]
[633,"竹箐村小街变","10kV","1.14",14.52,"轻载",{"v":142.3584,"d":"142.36"},"否"," 竹箐村"]
[634,"竹箐村小寨1#变","10kV","2.29","15.56","轻载",{"v":87.939,"d":"87.94"},"否"," 竹箐村"]
[635,"竹箐村小寨2#变","10kV",9.48,29.12,"轻载",{"v":81.468,"d":"81.47"},"否"," 竹箐村"]
[636,"竹箐村竹箐变","10kV","8.6","27.68","轻载",{"v":259.119,"d":"259.12"},"否"," 竹箐村"]
[637,"竹箐村竹箐头变","10kV","3.12","15.77","轻载",217.98,"否"," 竹箐村"]
[638,"镇平村镇平变","10kV","3.65","17.89","轻载",173.43,"否","镇平村"]
[639,"镇平村大摆田变","10kV","4.49","23.28","轻载",{"v":85.959,"d":"85.96"},"否","镇平村"]
[640,"镇平村大河头变","10kV","3.93","22.97","轻载",{"v":86.463,"d":"86.46"},"否","镇平村"]
[641,"镇平村河西变","10kV","3.5","20.48","轻载",138.96,"否","镇平村"]
[642,"镇平村松坡变","10kV","6.01","34.29","轻载",{"v":266.46165,"d":"266.46"},"否","镇平村"]
[643,"邦迈村邦迈街子变","10kV","8.23","28.4","轻载",{"v":260.16795,"d":"260.17"},"否"," 邦迈村"]
[644,"邦迈村番寨园变","10kV","2.44","13.88","轻载",{"v":87.804,"d":"87.80"},"否"," 邦迈村"]
[645,"邦迈村郭兰寨变","10kV","5.24","20.03","轻载",{"v":136.4544,"d":"136.45"},"否"," 邦迈村"]
[646,"邦迈村花寨变","10kV","4.44","13.44","轻载",215.01,"否"," 邦迈村"]
[647,"邦迈村老表寨变","10kV","4.83","22","轻载",{"v":137.0448,"d":"137.04"},"否"," 邦迈村"]
[648,"邦迈村木瓜林变","10kV","4.34","20.12","轻载",{"v":86.094,"d":"86.09"},"否"," 邦迈村"]
[649,"邦迈村阳广1#变","10kV","2.29","19.54","轻载",{"v":140.7024,"d":"140.70"},"否"," 邦迈村"]
[650,"邦迈村阳广2#变","10kV","5.96","20.58","轻载",{"v":135.4176,"d":"135.42"},"否"," 邦迈村"]
[651,"邦迈村云盘山变","10kV","4.38","22.01","轻载",{"v":137.6928,"d":"137.69"},"否"," 邦迈村"]
[652,"邦迈村赵家坡变","10kV",7.59,"22.79","轻载",{"v":207.9225,"d":"207.92"},"否"," 邦迈村"]
[653,"邦迈村周家寨变","10kV","4.33","16.32","轻载",{"v":172.206,"d":"172.21"},"否"," 邦迈村"]
[654,"邦迈村瓦窑变","10kV",7.38,25.23,"轻载",{"v":166.716,"d":"166.72"},"否"," 邦迈村"]
[655,"邦迈村线那变","10kV",8.94,29.23,"轻载",{"v":81.954,"d":"81.95"},"否"," 邦迈村"]
[656,"回欢村村公所1#变","10kV",6.08,19.21,"轻载",{"v":266.2632,"d":"266.26"},"否"," 回欢村"]
[657,"回欢村村公所2#变","10kV","3.06",14.12,"轻载",{"v":274.8249,"d":"274.82"},"否"," 回欢村"]
[658,"回欢村独横沟变","10kV","3.98","34.14","轻载",{"v":43.209,"d":"43.21"},"否"," 回欢村"]
[659,"回欢村番家寨变","10kV","5.71","25.7","轻载",{"v":267.31215,"d":"267.31"},"否"," 回欢村"]
[660,"回欢村高寨变","10kV","5.78","23.36","轻载",{"v":135.6768,"d":"135.68"},"否"," 回欢村"]
[661,"回欢村郭家寨变","10kV","3.25","12.2","轻载",{"v":274.28625,"d":"274.29"},"否"," 回欢村"]
[662,"回欢村汉滚塘变","10kV","3.58","19.95","轻载",{"v":86.778,"d":"86.78"},"否"," 回欢村"]
[663,"回欢村老寨变","10kV","3.81","13.35","轻载",{"v":272.69865,"d":"272.70"},"否"," 回欢村"]
[664,"回欢村梁江洼变","10kV","3.77","18.06","轻载",{"v":138.5712,"d":"138.57"},"否"," 回欢村"]
[665,"回欢村麦嘎变","10kV","1.91","15.48","轻载",{"v":88.281,"d":"88.28"},"否"," 回欢村"]
[666,"回欢村小滚塘变","10kV",16.15,48.45,"轻载",{"v":37.7325,"d":"37.73"},"否"," 回欢村"]
[667,"回欢村中寨变","10kV","3.34","21.69","轻载",{"v":86.994,"d":"86.99"},"否"," 回欢村"]
[668,"镇南村何上寨变","10kV","7.38","22.74","轻载",{"v":166.716,"d":"166.72"},"否"," 镇南村"]
[669,"镇南村何下寨变","10kV","8.21","35.44","轻载",{"v":165.222,"d":"165.22"},"否"," 镇南村"]
[670,"镇南村镇南1#变","10kV","7.68","24.7","轻载",{"v":166.176,"d":"166.18"},"否"," 镇南村"]
[671,"镇南村镇南2#变","10kV",6.11,22.23,"轻载",{"v":266.17815,"d":"266.18"},"否"," 镇南村"]
[672,"镇南村镇南3#变","10kV","7.91","22.45","轻载",{"v":165.762,"d":"165.76"},"否"," 镇南村"]
[673,"镇东村麻棚变","10kV",14.18,25.65,"轻载",{"v":23.1714,"d":"23.17"},"否"," 镇东村"]
[674,"八0八村打响坡变","10kV",38.53,"32.56"," 经济运行",{"v":16.5969,"d":"16.60"},"否"," 八0八村"]
[675,"八0八村大烂坝变","10kV","6.62","28.1","轻载",{"v":210.105,"d":"210.11"},"否"," 八0八村"]
[676,"八0八村干河变","10kV","8.08","30.55","轻载",{"v":165.456,"d":"165.46"},"否"," 八0八村"]
[677,"八0八村拱洞1#变","10kV","5.24","20.92","轻载",{"v":170.568,"d":"170.57"},"否"," 八0八村"]
[678,"八0八村河边寨变","10kV","6.11","48.17","轻载",{"v":211.2525,"d":"211.25"},"否"," 八0八村"]
[679,"八0八村横山变","10kV","7.21","23.39","轻载",{"v":83.511,"d":"83.51"},"否"," 八0八村"]
[680,"八0八村烂澡塘变","10kV","8.02","37.67","轻载",{"v":82.782,"d":"82.78"},"否"," 八0八村"]
[681,"八0八村麻水井变","10kV","20.59","61.86","轻载",{"v":35.7345,"d":"35.73"},"否"," 八0八村"]
[682,"八0八村坡头变","10kV","8.92","28.54","轻载",{"v":81.972,"d":"81.97"},"否"," 八0八村"]
[683,"八0八村邵家寨变","10kV","15.34","12.59","轻载",{"v":190.485,"d":"190.49"},"否"," 八0八村"]
[684,"八0八村小岩子1#变","10kV","2.31","12.37","轻载",{"v":175.842,"d":"175.84"},"否"," 八0八村"]
[685,"大坝村大坝1#变","10kV","10.13","31.86","轻载",{"v":254.78145,"d":"254.78"},"否"," 大坝村"]
[686,"大坝村大坝2#变","10kV","9.71","37.84","轻载",{"v":255.97215,"d":"255.97"},"否"," 大坝村"]
[687,"大坝村大坝坪子变","10kV","20.44","122.75","轻载",{"v":143.208,"d":"143.21"},"否"," 大坝村"]
[688,"大坝村汉坝变","10kV","17.84","68.17","轻载",{"v":147.888,"d":"147.89"},"否"," 大坝村"]
[689,"大坝村老松树变","10kV",8.85,25.42,"轻载",164.07,"否"," 大坝村"]
[690,"大坝村熊洞变","10kV","4.62","17.49","轻载",{"v":137.3472,"d":"137.35"},"否"," 大坝村"]
[691,"大坝村闫家寨1#变","10kV","6.79","43.16","轻载",{"v":167.778,"d":"167.78"},"否"," 大坝村"]
[692,"大坝村闫家寨2#变","10kV","10.68","47.43","轻载",{"v":160.776,"d":"160.78"},"否"," 大坝村"]
[693,"金河村芭蕉林变","10kV",6.47,18.24,"轻载",{"v":25.2531,"d":"25.25"},"否"," 淘金河村"]
[694,"金河村刺竹坪变","10kV","7.45","21.39","轻载",{"v":41.6475,"d":"41.65"},"否"," 淘金河村"]
[695,"金河村村公所2#变","10kV","4.01","30.16","轻载",{"v":25.9173,"d":"25.92"},"否"," 淘金河村"]
[696,"金河村村公所变","10kV","25.36","83.76","轻载",{"v":53.7408,"d":"53.74"},"否"," 淘金河村"]
[697,"金河村大蛇腰变","10kV","2.81","28.95","轻载",{"v":69.9768,"d":"69.98"},"否"," 淘金河村"]
[698,"金河村段家寨变","10kV","7.22","23.92","轻载",{"v":133.6032,"d":"133.60"},"否"," 淘金河村"]
[699,"金河村河边寨变","10kV",14.71,{"v":44.140625,"d":"44.14"},"轻载",{"v":61.4088,"d":"61.41"},"否"," 淘金河村"]
[700,"金河村马槽洼变","10kV","13.78","88.6","轻载",{"v":23.2794,"d":"23.28"},"否"," 淘金河村"]
[701,"金河村铜厂变","10kV","2.82","14.73","轻载",{"v":139.9392,"d":"139.94"},"否"," 淘金河村"]
[702,"金河村弯山变","10kV","6.93","26.16","轻载",{"v":83.763,"d":"83.76"},"否"," 淘金河村"]
[703,"金河村香竹岭干变","10kV","7.4","51.16","轻载",{"v":25.002,"d":"25.00"},"否"," 淘金河村"]
[704,"金河村秧草坪变","10kV","6.31","37.34","轻载",{"v":25.2963,"d":"25.30"},"否"," 淘金河村"]
[705,"大坝村向阳寨变","10kV","5.44","18.36","轻载",{"v":268.0776,"d":"268.08"},"否"," 大坝村"]
[706,"大水沟2#变","10kV","4.66","25.1","轻载",{"v":68.6448,"d":"68.64"},"否"," 大水沟村"]
[707,"大水沟3#变","10kV","3.72","16.28","轻载",{"v":173.304,"d":"173.30"},"否"," 大水沟村"]
[708,"大水沟村大水沟1#变","10kV","3.7","14.38","轻载",173.34,"否"," 大水沟村"]
[709," 大水沟村冬笋林变","10kV","4.72","20.53","轻载",{"v":137.2032,"d":"137.20"},"否"," 大水沟村"]
[710,"大水沟村烟地变","10kV","4.91","15.07","轻载",{"v":136.9296,"d":"136.93"},"否"," 大水沟村"]
[711,"官岑村沟头变","10kV","4.64","20.77","轻载",{"v":171.648,"d":"171.65"},"否"," 官岑村"]
[712,"官岑村黄豆地变","10kV","8.21","35.88","轻载",{"v":165.222,"d":"165.22"},"否"," 官岑村"]
[713,"官岑村松坡变","10kV","6.02","25.01","轻载",{"v":135.3312,"d":"135.33"},"否"," 官岑村"]
[714,"官岑村新寨坡1#变","10kV","12.83","25.28","轻载",{"v":156.906,"d":"156.91"},"否"," 官岑村"]
[715,"官岑村新寨坡2#变","10kV","6.4","23.53","轻载",{"v":210.6,"d":"210.60"},"否"," 官岑村"]
[716,"镇安村北大街1#变","10kV","11.37","29.17","轻载",{"v":251.26605,"d":"251.27"},"否"," 镇安村"]
[717,"镇安村黄连箐变","10kV","3.34","18.14","轻载",{"v":139.1904,"d":"139.19"},"否"," 镇安村"]
[718,"镇安村建行1#变","10kV","14.05","48.69","轻载",{"v":243.66825,"d":"243.67"},"否"," 镇安村"]
[719,"镇安村建行2#变","10kV","17.27","70.63","轻载",{"v":186.1425,"d":"186.14"},"否"," 镇安村"]
[720,"镇安村酒厂变","10kV","29.33","79.57","轻载",{"v":200.34945,"d":"200.35"},"否"," 镇安村"]
[721,"镇安村丽水华庭小区","10kV","9.51","13.88","轻载",{"v":407.205,"d":"407.21"},"否"," 镇安村"]
[722,"镇安村三岔河1#变","10kV","21.23","71.93","轻载",{"v":223.31295,"d":"223.31"},"否"," 镇安村"]
[723,"镇安村三岔河2#变","10kV","15.24","59.52","轻载",{"v":152.568,"d":"152.57"},"否"," 镇安村"]
[724,"镇安村西大街1#变","10kV","33.28","67.01","轻载",{"v":189.1512,"d":"189.15"},"否"," 镇安村"]
[725,"镇安村西大街2#变","10kV","13.24","43.37","轻载",{"v":245.9646,"d":"245.96"},"否"," 镇安村"]
[726,"镇安村西大街3#变","10kV","21.85","76.96","轻载",{"v":175.8375,"d":"175.84"},"否"," 镇安村"]
[727,"镇安村小学变","10kV",15.75,58.23,"轻载",151.65,"否"," 镇安村"]
[728,"镇安村幼儿园1#变","10kV",18.44,{"v":55.3377777777778,"d":"55.34"},"轻载",{"v":231.2226,"d":"231.22"},"否"," 镇安村"]
[729,"镇安村幼儿园2#变","10kV","5.54","81.71","轻载",{"v":170.028,"d":"170.03"},"否"," 镇安村"]
[730,"镇东村大圆子变","10kV","4.47","15.66","轻载",{"v":137.5632,"d":"137.56"},"否"," 镇东村"]
[731,"镇东村毛草地变","10kV","6.04","12.43","轻载",{"v":135.3024,"d":"135.30"},"否"," 镇东村"]
[732,"镇东村芹菜塘变","10kV","6.09","21.15","轻载",{"v":211.2975,"d":"211.30"},"否"," 镇东村"]
[733,"镇东村小烂坝变","10kV","5.21","78.93","轻载",{"v":42.6555,"d":"42.66"},"否"," 镇东村"]
[734,"镇南村双寨变","10kV","11.7","49.39","轻载",158.94,"否"," 镇南村"]
[735,"芒告村公所1#变","10kV","4.66","17.9","轻载",{"v":270.2889,"d":"270.29"},"否"," 芒告村"]
[736,"芒告村公所2#变","10kV","6.55","23.84","轻载",{"v":264.93075,"d":"264.93"},"否"," 芒告村"]
[737,"芒告村大松坪变","10kV","5.31","27.07","轻载",{"v":85.221,"d":"85.22"},"否"," 芒告村"]
[738,"芒告村何家寨变","10kV","7.57","23.2","轻载",{"v":207.9675,"d":"207.97"},"否"," 芒告村"]
[739,"芒告村明子山变","10kV","6.12","29.29","轻载",{"v":84.492,"d":"84.49"},"否"," 芒告村"]
[740,"芒告村青岩变","10kV","7.78","37.67","轻载",{"v":82.998,"d":"83.00"},"否"," 芒告村"]
[741,"芒告村热水塘变","10kV","4.81","35.67","轻载",{"v":171.342,"d":"171.34"},"否"," 芒告村"]
[742,"芒告村沙沟变","10kV","7.59","94.58","轻载",{"v":83.169,"d":"83.17"},"否"," 芒告村"]
[743,"芒告村杨家寨变","10kV","7.02","19.15","轻载",{"v":263.5983,"d":"263.60"},"否"," 芒告村"]
[744,"小田坝村小桃树2#变","10kV",9.87,"23.35","轻载",{"v":81.117,"d":"81.12"},"否"," 小田坝村"]
[745,"小田坝高桥变","10kV","4.6","19.92","轻载",{"v":137.376,"d":"137.38"},"否"," 小田坝村"]
[746,"小田坝梨树坪变","10kV","3.92","28.39","轻载",{"v":25.9416,"d":"25.94"},"否"," 小田坝村"]
[747,"小田坝小桃树1#变","10kV","3.42","20.7","轻载",{"v":139.0752,"d":"139.08"},"否"," 小田坝村"]
[748,"小田坝小田坝变","10kV","7.19","45.08","轻载",{"v":263.11635,"d":"263.12"},"否"," 小田坝村"]
[749,"小田坝杨家寨1#变","10kV",{"v":2.9,"d":"2.90"},9.56,"轻载",{"v":275.2785,"d":"275.28"},"否"," 小田坝村"]
[750,"小田坝杨家寨2#变","10kV","24.69","89.28","轻载",{"v":33.8895,"d":"33.89"},"否"," 小田坝村"]
[751,"小田坝余家寨变","10kV","7.57","27.7","轻载",{"v":83.187,"d":"83.19"},"否"," 小田坝村"]
[752,"小田坝张家寨变","10kV","17.68","57.69","轻载",{"v":74.088,"d":"74.09"},"否"," 小田坝村"]
[753,"镇安村北大街2#变","10kV","18.15","47.95","轻载",{"v":232.04475,"d":"232.04"},"否"," 镇安村"]
[754,"镇安村北大街3#变","10kV","11.63","33.06","轻载",{"v":250.52895,"d":"250.53"},"否"," 镇安村"]
[755,"镇安村长滚塘变","10kV","4.39","23.83","轻载",{"v":86.049,"d":"86.05"},"否"," 镇安村"]
[756,"镇安温泉1#变","10kV","7.51","26.63","轻载",{"v":332.964,"d":"332.96"},"否"," 镇北村"]
[757,"镇安温泉2#变","10kV",{"v":6.3,"d":"6.30"},"14.36","轻载",{"v":1054.125,"d":"1054.13"},"否"," 镇北村"]
[758,"镇安温泉3#变","10kV","0.24","10","轻载",{"v":565.6392,"d":"565.64"},"否"," 镇北村"]
[759,"镇安温泉4#变","10kV","1.59","7.47","轻载",885.69,"否"," 镇北村"]
[760,"镇北村河尾变","10kV",11.72,42.23,"轻载",{"v":250.2738,"d":"250.27"},"否"," 镇北村"]
[761,"镇北村老梨树变","10kV","11.2","40.28","轻载",{"v":127.872,"d":"127.87"},"否"," 镇北村"]
[762,"镇北村小寨变","10kV",15.86,48.21,"轻载",{"v":151.452,"d":"151.45"},"否"," 镇北村"]
[763,"镇北村月亮田1#变","10kV","10.3","41.11","轻载",161.46,"否"," 镇北村"]
[764,"镇北村月亮田2#变","10kV","7.87","26.72","轻载",{"v":165.834,"d":"165.83"},"否"," 镇北村"]
[765,"镇北村月亮田3#变","10kV","20.97","68.18","轻载",{"v":142.254,"d":"142.25"},"否"," 镇北村"]
[766,"镇北村张家寨变","10kV","8.64","35.27","轻载",{"v":131.5584,"d":"131.56"},"否"," 镇北村"]
[767,"镇北村赵家寨变","10kV","9.99","32.57","轻载",{"v":255.17835,"d":"255.18"},"否"," 镇北村"]
[768,"八0八小岩子2#变","10kV",2.21,9.56,"轻载",{"v":176.022,"d":"176.02"},"否"," 八0八村"]
[769,"八0八拱洞2#变","10kV",7.59,26.41,"轻载",{"v":166.338,"d":"166.34"},"否"," 八0八村"]
[770,"金河弯山2#变","10kV",8.63,25.23,"轻载",{"v":131.5728,"d":"131.57"},"否"," 淘金河村"]
[771,"宝家小寨变","10kV","2.11","14.64","轻载",{"v":44.0505,"d":"44.05"},"否","勐外坝村"]
[772,"沙坝田变","10kV","0.81","7.14","轻载",{"v":89.271,"d":"89.27"},"否","邦明村"]
[773,"大坡变","10kV","3.85","33.28","轻载",{"v":216.3375,"d":"216.34"},"否","大汉坝村"]
[774,"中岭干变","10kV","3.13","21.56","轻载",{"v":87.183,"d":"87.18"},"否","三台山村"]
[775,"栗子园变","10kV","5.3","39.59","轻载",85.23,"否","蕨叶坝村"]
[776,"小蛮别变","10kV","5.42","48.31","轻载",{"v":68.0976,"d":"68.10"},"否","新寨村"]
[777,"三台山草山河变","10kV","3.05","15.41","轻载",{"v":43.6275,"d":"43.63"},"否","三台山村"]
[778,"三台山瓦厂变","10kV","1.5","6.86","轻载",{"v":44.325,"d":"44.33"},"否","三台山村"]
[779,"三台山弯山变","10kV","1.73","9.78","轻载",{"v":88.443,"d":"88.44"},"否","三台山村"]
[780,"上龙匡家寨变","10kV","7.56","27.96","轻载",{"v":166.392,"d":"166.39"},"否","上龙村"]
[781,"上龙张元变","10kV","5.63","23.54","轻载",{"v":212.3325,"d":"212.33"},"否","上龙村"]
[782,"渔塘湾变","10kV","5.22","24.11","轻载",{"v":170.604,"d":"170.60"},"否","勐柳村"]
[783,"勐柳街脚变","10kV","11.29","27.39","轻载",{"v":127.7424,"d":"127.74"},"否","勐柳村"]
[784,"汤二变","10kV","8.09","44.58","轻载",{"v":82.719,"d":"82.72"},"否","勐柳村"]
[785,"全麻山变","10kV","8.42","61.94","轻载",{"v":41.211,"d":"41.21"},"否","邦明村"]
[786,"勐柳山脚变","10kV","5.13","24.83","轻载",{"v":136.6128,"d":"136.61"},"否","勐柳村"]
[787,"陶家寨变","10kV","8.01","27.41","轻载",{"v":132.4656,"d":"132.47"},"否","勐柳村"]
[788,"黄家水井变","10kV","4.45","22.28","轻载",{"v":214.9875,"d":"214.99"},"否","上龙村"]
[789,"蚌别变","10kV","8.34","35.5","轻载",{"v":131.9904,"d":"131.99"},"否","新寨村"]
[790,"勐外坝山脚变","10kV","6.44","25.12","轻载",210.51,"否","勐外坝村"]
[791,"木莲花坪变","10kV","3.7","17.07","轻载",{"v":138.672,"d":"138.67"},"否","三台山村"]
[792,"吊井园变","10kV","5.55","24.86","轻载",{"v":212.5125,"d":"212.51"},"否","新寨村"]
[793,"马家田变","10kV","8.82","28.94","轻载",{"v":205.155,"d":"205.16"},"否","新寨村"]
[794,"勐外坝街子变","10kV","6.09","25","轻载",{"v":266.23485,"d":"266.23"},"否","勐外坝村"]
[795,"杨梅岭杆变","10kV","5.65","24.88","轻载",{"v":84.915,"d":"84.92"},"否","勐外坝村"]
[796,"佑民村变","10kV","6.54","19.98","轻载",{"v":264.9591,"d":"264.96"},"否","弄岗村"]
[797,"新街子小学变","10kV","6.45","31.83","轻载",168.39,"否","赧等村"]
[798,"大卢场变","10kV","4.21","21.68","轻载",{"v":86.211,"d":"86.21"},"否","硝塘村"]
[799,"高楼子新寨子变","10kV","6.71","25.91","轻载",{"v":67.1688,"d":"67.17"},"否","硝塘村"]
[800,"石沙拉变","10kV","5.42","19.63","轻载",{"v":268.1343,"d":"268.13"},"否","弄岗村"]
[801,"簸箕田变","10kV","6.21","32.61","轻载",{"v":67.5288,"d":"67.53"},"否","大新寨村"]
[802,"邦明大坪子变","10kV","7.95","31.72","轻载",165.69,"否","邦明村"]
[803,"熊洞变","10kV","4.54","24.49","轻载",{"v":137.4624,"d":"137.46"},"否","大汉坝村"]
[804,"赧洒街变","10kV","6.94","27.01","轻载",{"v":167.508,"d":"167.51"},"否","大汉坝村"]
[805,"硝塘龙塘变","10kV","6","22.69","轻载",{"v":169.2,"d":"169.20"},"否","硝塘村"]
[806,"酸粑洼变","10kV","5.65","25.78","轻载",{"v":67.932,"d":"67.93"},"否","硝塘村"]
[807,"麻县变","10kV","3.54","18.01","轻载",{"v":69.4512,"d":"69.45"},"否","弄福村"]
[808,"坝哈田变","10kV","1.21","10.14","轻载",{"v":222.2775,"d":"222.28"},"否","邦焕村"]
[809,"坝哈变","10kV","9.26","30.22","轻载",{"v":163.332,"d":"163.33"},"否","邦焕村"]
[810,"大洼子变","10kV","9.4","46.22","轻载",40.77,"否","邦焕村"]
[811,"马路田变","10kV","5.94","38.53","轻载",{"v":84.654,"d":"84.65"},"否","邦焕村"]
[812,"咩卯变","10kV","8.68","33.16","轻载",{"v":82.188,"d":"82.19"},"否","蕨叶坝村"]
[813,"大新寨2号变","10kV","7.3","42.11","轻载",{"v":66.744,"d":"66.74"},"否","大新寨村"]
[814,"凉子脚变","10kV","7.64","55.36","轻载",{"v":24.9372,"d":"24.94"},"否","蕨叶坝村"]
[815,"蚂蝗田变","10kV","6.09","28.81","轻载",{"v":169.038,"d":"169.04"},"否","邦焕村"]
[816,"一朵墙变","10kV","3.9","16.18","轻载",172.98,"否","硝塘村"]
[817,"席草塘变","10kV","11.92","47.96","轻载",{"v":126.8352,"d":"126.84"},"否","弄福村"]
[818,"大绿阴塘变","10kV","3.71","19.33","轻载",{"v":86.661,"d":"86.66"},"否","弄福村"]
[819,"小绿阴塘变","10kV","3.66","21.18","轻载",{"v":86.706,"d":"86.71"},"否","弄福村"]
[820,"新田变","10kV","4.22","20.8","轻载",{"v":172.404,"d":"172.40"},"否","弄福村"]
[821,"绿阴塘变","10kV","5.41","69.61","轻载",{"v":136.2096,"d":"136.21"},"否","大新寨村"]
[822,"红木树变","10kV","5.63","26.38","轻载",{"v":42.4665,"d":"42.47"},"否","大新寨村"]
[823,"三丘田变","10kV","9.32","32.71","轻载",{"v":163.224,"d":"163.22"},"否","大新寨村"]
[824,"大新寨1号变","10kV","4.83","25.52","轻载",{"v":137.0448,"d":"137.04"},"否","大新寨村"]
[825,"葛根山变","10kV","3.92","29.77","轻载",{"v":43.236,"d":"43.24"},"否","大新寨村"]
[826,"大地窝变","10kV","4.07","12.14","轻载",{"v":215.8425,"d":"215.84"},"否","大新寨村"]
[827,"弄福龙塘变","10kV","14.95","63.16","轻载",{"v":38.2725,"d":"38.27"},"否","弄福村"]
[828,"弄福变","10kV","15.08","45.45","轻载",{"v":152.856,"d":"152.86"},"否","弄福村"]
[829,"大弯子变","10kV","2.46","17.73","轻载",{"v":87.786,"d":"87.79"},"否","上龙村"]
[830,"秀水沟变","10kV","4.29","19.48","轻载",{"v":215.3475,"d":"215.35"},"否","上龙村"]
[831,"小羊田变","10kV","5.57","16.21","轻载",{"v":169.974,"d":"169.97"},"否","上龙村"]
[832,"百家山变","10kV","6.79","36.09","轻载",{"v":83.889,"d":"83.89"},"否","弄玲村"]
[833,"小寨子变","10kV","9.07","37.38","轻载",{"v":81.837,"d":"81.84"},"否","弄玲村"]
[834,"甘塘变","10kV","9.58","44.7","轻载",{"v":65.1024,"d":"65.10"},"否","弄玲村"]
[835,"大寨子变","10kV","5.48","17.73","轻载",{"v":340.272,"d":"340.27"},"否","弄玲村"]
[836,"小勐柳变","10kV","6.43","29.2","轻载",{"v":265.27095,"d":"265.27"},"否","上龙村"]
[837,"勐柳街变","10kV","16.26","40.42","轻载",{"v":301.464,"d":"301.46"},"否","勐柳村"]
[838,"综合厂变","10kV","8.74","28.54","轻载",{"v":258.7221,"d":"258.72"},"否","邦焕村"]
[839,"老营盘变","10kV","9.16","33.11","轻载",{"v":257.5314,"d":"257.53"},"否","邦焕村"]
[840,"硝皮田变","10kV","9.11","114.07","轻载",{"v":130.8816,"d":"130.88"},"否","邦焕村"]
[841,"赧洒变","10kV","9.44","123.89","轻载",{"v":81.504,"d":"81.50"},"否","大汉坝村"]
[842,"大汉坝变","10kV","5.9","33.6","轻载",{"v":266.7735,"d":"266.77"},"否","大汉坝村"]
[843,"水平变","10kV","7.37","23.8","轻载",{"v":208.4175,"d":"208.42"},"否","勐柳村"]
[844,"莱刀变","10kV","4.96","23.47","轻载",{"v":136.8576,"d":"136.86"},"否","勐柳村"]
[845,"中河变","10kV","1.46","11.19","轻载",{"v":88.686,"d":"88.69"},"否","三台山村"]
[846,"豆腐塘河变","10kV","4.02","20.88","轻载",{"v":138.2112,"d":"138.21"},"否","三台山村"]
[847,"四道河变","10kV","4.57","20.82","轻载",{"v":214.7175,"d":"214.72"},"否","大汉坝村"]
[848,"黄草山变","10kV","3.46","16.71","轻载",{"v":43.443,"d":"43.44"},"否","三台山村"]
[849,"三台山龙塘变","10kV","3.56","23.83","轻载",{"v":86.796,"d":"86.80"},"否","三台山村"]
[850,"白沙路变","10kV","3.28","18.4","轻载",{"v":87.048,"d":"87.05"},"否","勐柳村"]
[851,"杨家村变","10kV","6.48","27.66","轻载",{"v":265.1292,"d":"265.13"},"否","勐柳村"]
[852,"汤一变","10kV","3.31","12.99","轻载",{"v":174.042,"d":"174.04"},"否","勐柳村"]
[853,"茅草岭变","10kV","5.24","18.36","轻载",{"v":85.284,"d":"85.28"},"否","勐柳村"]
[854,"大勐柳变","10kV","10.42","51.22","轻载",{"v":253.9593,"d":"253.96"},"否","勐柳村"]
[855,"三台山村公所变","10kV","8.16","91.01","轻载",{"v":165.312,"d":"165.31"},"否","三台山村"]
[856,"小新寨变","10kV","10.78","36.48","轻载",{"v":128.4768,"d":"128.48"},"否","邦焕村"]
[857,"秋厂变","10kV","11.64","39","轻载",198.81,"否","大汉坝村"]
[858,"老寨子变","10kV","7.56","28.85","轻载",{"v":262.0674,"d":"262.07"},"否","勐外坝村"]
[859,"烧土蜂河变","10kV","3.87","18.15","轻载",{"v":43.2585,"d":"43.26"},"否","勐外坝村"]
[860,"楠木桥变","10kV","5.8","41.05","轻载",{"v":267.057,"d":"267.06"},"否","勐外坝村"]
[861,"钻水河变","10kV","1.53","6.73","轻载",{"v":26.5869,"d":"26.59"},"否","勐外坝村"]
[862,"丛杆变","10kV","11.76","39.23","轻载",{"v":39.708,"d":"39.71"},"否","蕨叶坝村"]
[863,"窝子变","10kV","9.95","36.55","轻载",{"v":129.672,"d":"129.67"},"否","蕨叶坝村"]
[864,"河边变","10kV","5.67","24.73","轻载",{"v":267.42555,"d":"267.43"},"否","勐外坝村"]
[865,"孔半变","10kV","11.73","39.94","轻载",{"v":127.1088,"d":"127.11"},"否","蕨叶坝村"]
[866,"打蚌变","10kV","0.74","11.99","轻载",{"v":26.8002,"d":"26.80"},"否","新寨村"]
[867,"核桃坪变","10kV","6.99","26.96","轻载",{"v":83.709,"d":"83.71"},"否","新寨村"]
[868,"新寨变","10kV","10.93","39.05","轻载",{"v":160.326,"d":"160.33"},"否","新寨村"]
[869,"迤寨变","10kV","10.26","40.98","轻载",{"v":80.766,"d":"80.77"},"否","新寨村"]
[870,"歪坡变","10kV","3.78","51.07","轻载",{"v":43.299,"d":"43.30"},"否","邦明村"]
[871,"蛮别变","10kV","4.98","32.02","轻载",{"v":68.4144,"d":"68.41"},"否","邦明村"]
[872,"周家寨变","10kV","7.55","47.95","轻载",{"v":24.9615,"d":"24.96"},"否","邦明村"]
[873,"硝塘街变","10kV","8.87","27.06","轻载",{"v":258.35355,"d":"258.35"},"否","硝塘村"]
[874,"张家窝铺变","10kV","5.02","20.5","轻载",{"v":136.7712,"d":"136.77"},"否","硝塘村"]
[875,"马鹿滚塘变","10kV","3.6","17.9","轻载",{"v":138.816,"d":"138.82"},"否","硝塘村"]
[876,"头道河变","10kV","6.42","24.73","轻载",{"v":84.222,"d":"84.22"},"否","硝塘村"]
[877,"朱家窝铺变","10kV","0.23","5.37","轻载",{"v":44.8965,"d":"44.90"},"否","赧等村"]
[878,"沙场坝变","10kV","5.02","15.63","轻载",{"v":213.705,"d":"213.71"},"否","硝塘村"]
[879,"高楼子老寨子变","10kV","2.52","12.32","轻载",{"v":70.1856,"d":"70.19"},"否","硝塘村"]
[880,"坡头变","10kV","8.51","28.13","轻载",{"v":164.682,"d":"164.68"},"否","赧等村"]
[881,"那晏变","10kV","3.53","17.23","轻载",{"v":173.646,"d":"173.65"},"否","赧等村"]
[882,"三官寨变","10kV","4.82","26.36","轻载",{"v":171.324,"d":"171.32"},"否","上龙村"]
[883,"杨柳箐变","10kV","2.99","18.75","轻载",{"v":69.8472,"d":"69.85"},"否","上龙村"]
[884,"桦桃林变","10kV","5.39","23.6","轻载",{"v":42.5745,"d":"42.57"},"否","上龙村"]
[885,"土官寨变","10kV","4.9","25.51","轻载",{"v":213.975,"d":"213.98"},"否","上龙村"]
[886,"杨新寨变","10kV","6.72","19.96","轻载",{"v":167.904,"d":"167.90"},"否","上龙村"]
[887,"蕨叶坝变","10kV","13.41","87.82","轻载",{"v":124.6896,"d":"124.69"},"否","蕨叶坝村"]
[888,"河以变","10kV","5.52","24.55","轻载",{"v":136.0512,"d":"136.05"},"否","弄岗村"]
[889,"三亚大田烤房变","10kV","3.59","47.08","轻载",{"v":43.3845,"d":"43.38"},"否","弄岗村"]
[890,"葛根寨变","10kV","4.58","20.24","轻载",{"v":137.4048,"d":"137.40"},"否","弄岗村"]
[891,"蛮岐田变","10kV","2.61","16.35","轻载",{"v":70.1208,"d":"70.12"},"否","弄岗村"]
[892,"洞弄变","10kV","5.1","28.82","轻载",{"v":136.656,"d":"136.66"},"否","弄岗村"]
[893,"泗家寨变","10kV","9.34","37.39","轻载",{"v":81.594,"d":"81.59"},"否","赧等村"]
[894,"文星街变","10kV","10.54","37.63","轻载",{"v":128.8224,"d":"128.82"},"否","赧等村"]
[895,"清二变","10kV","8.69","38.08","轻载",{"v":164.358,"d":"164.36"},"否","赧等村"]
[896,"罗家寨变","10kV","9.43","26.41","轻载",{"v":256.76595,"d":"256.77"},"否","赧等村"]
[897,"养喜变","10kV","5.73","28.07","轻载",{"v":267.25545,"d":"267.26"},"否","弄岗村"]
[898,"弄岗变","10kV","10.4","23.5","轻载",{"v":254.016,"d":"254.02"},"否","弄岗村"]
[899,"清一变","10kV","10.08","46.18","轻载",{"v":80.928,"d":"80.93"},"否","赧等村"]
[900,"新街子变","10kV","19.2","55.88","轻载",145.44,"否","赧等村"]
[901,"供电所变","10kV","7.85","25.96","轻载",165.87,"否","赧等村"]
[902,"大沟变","10kV","5.06","29.94","轻载",{"v":269.1549,"d":"269.15"},"否","赧等村"]
[903,"晏家寨变","10kV","1.43","16.58","经济运行",{"v":26.6139,"d":"26.61"},"否","新寨村"]
[904,"乡政府变","10kV","30.27","64.18","经济运行",{"v":31.3785,"d":"31.38"},"否","赧等村"]
[905,"赛缅变","10kV","26.33","93.56","经济运行",{"v":66.303,"d":"66.30"},"否","蕨叶坝村"]
[906,"邦明村公所变","10kV","16.34","64","经济运行",{"v":94.1175,"d":"94.12"},"否","邦明村"]
[907,"老街子变","10kV","15.51","60.41","经济运行",{"v":76.041,"d":"76.04"},"否","赧等村"]
[908,"和平子变","10kV",3.52,42.38,"轻载",{"v":86.832,"d":"86.83"},"否","勐柳村"]
[909,"勐柳茶叶树变","10kV",6.98,43.29,"轻载",{"v":209.295,"d":"209.30"},"否","勐柳村"]
[910,"赧等老北田变","10kV",11.27,65.23,"轻载",{"v":199.6425,"d":"199.64"},"否","赧等村"]
[911,"赧等农贸市场变","10kV",9.66,55.76,"轻载",{"v":203.265,"d":"203.27"},"否","赧等村"]
[912,"小滚塘","10kV",13.26,116.94,"轻载",{"v":195.165,"d":"195.17"},"否","勐柳村"]
[913,"上龙村村公所变","10kV",9.36,64.89,"轻载",{"v":163.152,"d":"163.15"},"否","上龙村"]
[914,"勐柳小学变","10kV",6.52,61.81,"轻载",{"v":84.132,"d":"84.13"},"否","勐柳村"]
[915,"新寨子变","10kV",23.26,87.56,"经济运行",{"v":69.066,"d":"69.07"},"否","赧等村"]
[916,"麦子田变","10kV",2.36,27.13,"轻载",{"v":109.845,"d":"109.85"},"否","赧等村"]
[917,"唐家寨变","10kV",19.61,67.76,"轻载",{"v":227.90565,"d":"227.91"},"否","弄岗村"]
[918,"摆达村锅底塘变","10kV","4.78","24.24","轻载",{"v":171.396,"d":"171.40"},"否","摆达村"]
[919,"摆达村节山脉变","10kV","22.1","59.29","轻载",{"v":21.033,"d":"21.03"},"否","摆达村"]
[920,"摆达村团坡变","10kV","9.84","35.37","轻载",101.43,"否","摆达村"]
[921,"摆达村连厂变","10kV","6.79","28.71","轻载",{"v":67.1112,"d":"67.11"},"否","摆达村"]
[922,"摆达村松坡变","10kV","10.55","38.99","轻载",{"v":64.404,"d":"64.40"},"否","摆达村"]
[923,"摆达村摆达变","10kV","12.46","42.63","轻载",{"v":126.0576,"d":"126.06"},"否","摆达村"]
[924,"摆达村田头寨变","10kV","7.71","36.52","轻载",{"v":83.061,"d":"83.06"},"否","摆达村"]
[925,"摆达村青树2号变","10kV","10.47","29.16","轻载",{"v":161.154,"d":"161.15"},"否","摆达村"]
[926,"摆达村青树1号变","10kV","12.07","56.78","轻载",{"v":197.8425,"d":"197.84"},"否","摆达村"]
[927,"碧寨村百花树2号变","10kV","10.06","40.7","轻载",{"v":129.5136,"d":"129.51"},"否","碧寨村"]
[928,"碧寨村百花树变","10kV","6.87","32.64","轻载",{"v":134.1072,"d":"134.11"},"否","碧寨村"]
[929,"碧寨村城墙山变","10kV","20.03","53.38","轻载",{"v":115.1568,"d":"115.16"},"否","碧寨村"]
[930,"碧寨村长洼子变","10kV","13.15","43.36","轻载",{"v":125.064,"d":"125.06"},"否","碧寨村"]
[931,"碧寨村大田变","10kV","16","47.86","轻载",120.96,"否","碧寨村"]
[932,"碧寨村葡萄厂变","10kV","5.72","18.54","轻载",{"v":169.704,"d":"169.70"},"否","碧寨村"]
[933,"滥坝寨村官山3号变","10kV","6.64","29.54","轻载",210.06,"否","滥坝寨村"]
[934,"滥坝寨村船口坝变","10kV","3.19","60.2","轻载",{"v":139.4064,"d":"139.41"},"否","滥坝寨村"]
[935,"滥坝寨村椅子山变","10kV","8.88","32.02","轻载",{"v":131.2128,"d":"131.21"},"否","滥坝寨村"]
[936,"滥坝寨村官山1号变","10kV","4.66","26.41","轻载",{"v":137.2896,"d":"137.29"},"否","滥坝寨村"]
[937,"滥坝寨村官山2号变","10kV","2.73","50.37","轻载",{"v":175.086,"d":"175.09"},"否","滥坝寨村"]
[938,"滥坝寨村花椒寨变","10kV","9.5","32.75","轻载",130.32,"否","滥坝寨村"]
[939,"滥坝寨村满散变","10kV","9.5","33.28","轻载",130.32,"否","滥坝寨村"]
[940,"梨树坪社区滨江小镇6号变","10kV","6.23","21.37","轻载",{"v":135.0288,"d":"135.03"},"否","梨树坪社区"]
[941,"梨树坪社区滨江小镇5号变","10kV","5.68","31.97","轻载",{"v":135.8208,"d":"135.82"},"否","梨树坪社区"]
[942,"梨树坪社区滨江小镇3号变","10kV","3.55","15.58","轻载",173.61,"否","梨树坪社区"]
[943,"梨树坪社区滨江小镇2号变","10kV","8.15","34.5","轻载",{"v":206.6625,"d":"206.66"},"否","梨树坪社区"]
[944,"梨树坪社区滨江小镇1号变","10kV","20.76","55.64","轻载",178.29,"否","梨树坪社区"]
[945,"梨树坪社区澡堂3号变","10kV","8.65","37.98","轻载",164.43,"否","梨树坪社区"]
[946,"梨树坪社区澡堂2号变","10kV","5.77","22.48","轻载",{"v":169.614,"d":"169.61"},"否","梨树坪社区"]
[947,"梨树坪社区大松坡变","10kV","2.63","16.56","轻载",{"v":26.2899,"d":"26.29"},"否","梨树坪社区"]
[948,"梨树坪社区菜地坡变","10kV","2.99","22.64","轻载",{"v":26.1927,"d":"26.19"},"否","梨树坪社区"]
[949,"梨树坪社区甘寨变","10kV","0.3","19.12","轻载",{"v":26.919,"d":"26.92"},"否","梨树坪社区"]
[950,"梨树坪社区裕民小学变","10kV","12.26","34.38","轻载",{"v":78.966,"d":"78.97"},"否","梨树坪社区"]
[951,"梨树坪社区老寨子变","10kV","16.39","48.43","轻载",{"v":150.498,"d":"150.50"},"否","梨树坪社区"]
[952,"梨树坪社区村公所变","10kV","13.33","39.95","轻载",{"v":156.006,"d":"156.01"},"否","梨树坪社区"]
[953,"梨树坪社区金田变","10kV","5.97","24.74","轻载",{"v":169.254,"d":"169.25"},"否","梨树坪社区"]
[954,"梨树坪社区滨江小镇4号变","10kV","3.31","11","轻载",{"v":174.042,"d":"174.04"},"否","梨树坪社区"]
[955,"梨树坪社区澡堂1号变","10kV","7.44","27.91","轻载",{"v":166.608,"d":"166.61"},"否","梨树坪社区"]
[956,"梨树坪社区乡政府变","10kV","23.24","59.74","经济运行",{"v":276.336,"d":"276.34"},"否","梨树坪社区"]
[957,"麦子坪村消洞变","10kV","0.55","6.37","轻载",{"v":89.505,"d":"89.51"},"否","麦子坪村"]
[958,"麦子坪移民搬迁点变","10kV","3.29","21.16","轻载",{"v":139.2624,"d":"139.26"},"否","麦子坪村"]
[959,"麦子坪村和尚地变","10kV","5.53","50.49","轻载",{"v":85.023,"d":"85.02"},"否","麦子坪村"]
[960,"麦子坪村追栗林变","10kV","3.29","15.23","轻载",{"v":139.2624,"d":"139.26"},"否","麦子坪村"]
[961,"麦子坪村荆竹坪变","10kV","1.78","11.7","轻载",{"v":88.398,"d":"88.40"},"否","麦子坪村"]
[962,"麦子坪村新寨变","10kV","3.15","20.25","轻载",{"v":87.165,"d":"87.17"},"否","麦子坪村"]
[963,"麦子坪村公所变","10kV","9.02","27.42","轻载",{"v":131.0112,"d":"131.01"},"否","麦子坪村"]
[964,"麦子坪村青树变","10kV","2.3","12.85","轻载",{"v":140.688,"d":"140.69"},"否","麦子坪村"]
[965,"三家村得胜营2号变","10kV","2.06","14.13","轻载",{"v":88.146,"d":"88.15"},"否","三家村"]
[966,"三家村堵墩河变","10kV","6.63","32.39","轻载",{"v":168.066,"d":"168.07"},"否","三家村"]
[967,"三家村得胜营1号变","10kV","5.88","23.6","轻载",211.77,"否","三家村"]
[968,"碧寨村长沙坝变","10kV","0.14","0.19","轻载",{"v":112.3425,"d":"112.34"},"否","梨树坪社区"]
[969,"新林村大澜地变","10kV","5.28","20.71","轻载",213.12,"否","新林村"]
[970,"新林村马鹿嘴变","10kV","4.39","19.12","轻载",{"v":86.049,"d":"86.05"},"否","新林村"]
[971,"新林村平田1号变","10kV","5.39","21.15","轻载",{"v":268.21935,"d":"268.22"},"否","新林村"]
[972,"新林村平田2号变","10kV","6.39","21.8","轻载",{"v":210.6225,"d":"210.62"},"否","新林村"]
[973,"新林村平田3号变","10kV",6.45,23.81,"轻载",{"v":134.712,"d":"134.71"},"否","新林村"]
[974,"杨梅田村箐门口变","10kV","2.05","12.85","轻载",{"v":88.155,"d":"88.16"},"否","杨梅田村"]
[975,"杨梅田村蚂蟥水变","10kV","1.68","19.04","轻载",{"v":88.488,"d":"88.49"},"否","杨梅田村"]
[976,"杨梅田村干塘变","10kV","6.75","32.07","轻载",{"v":83.925,"d":"83.93"},"否","杨梅田村"]
[977,"杨梅田村岩硝坡变","10kV","2.27","10.17","轻载",{"v":87.957,"d":"87.96"},"否","杨梅田村"]
[978,"杨梅田村滥坝寨变","10kV","4.81","20.53","轻载",{"v":171.342,"d":"171.34"},"否","杨梅田村"]
[979,"杨梅田村摆达镇变","10kV","3.57","14.72","轻载",{"v":138.8592,"d":"138.86"},"否","杨梅田村"]
[980,"杨梅田村杨梅田变","10kV","4.54","14.34","轻载",{"v":214.785,"d":"214.79"},"否","杨梅田村"]
[981,"杨梅田村竹笆房变","10kV","1.39","12.14","轻载",{"v":177.498,"d":"177.50"},"否","杨梅田村"]
[982,"杨梅田村岔河变","10kV","1.57","16.48","轻载",{"v":88.587,"d":"88.59"},"否","杨梅田村"]
[983,"中寨村黄家寨变","10kV","2.09","15.61","轻载",{"v":88.119,"d":"88.12"},"否","中寨村"]
[984,"中寨村中排变","10kV","2.42","13.81","轻载",{"v":87.822,"d":"87.82"},"否","中寨村"]
[985,"中寨村胡家寨变","10kV","5.42","15.47","轻载",{"v":85.122,"d":"85.12"},"否","中寨村"]
[986,"中寨村匡家寨变","10kV","3.52","18.64","轻载",{"v":86.832,"d":"86.83"},"否","中寨村"]
[987,"中寨村田头寨变","10kV","4.39","17.1","轻载",{"v":172.098,"d":"172.10"},"否","中寨村"]
[988,"中寨村李家寨变","10kV","2.67","20.11","轻载",{"v":87.597,"d":"87.60"},"否","中寨村"]
[989,"中寨村下老厂变","10kV","3.87","25.8","轻载",{"v":86.517,"d":"86.52"},"否","中寨村"]
[990,"中寨村草坡变","10kV","1.98","11.24","轻载",{"v":88.218,"d":"88.22"},"否","中寨村"]
[991,"中寨村麻家寨变","10kV","1.84","9.91","轻载",{"v":88.344,"d":"88.34"},"否","中寨村"]
[992,"中寨村何家寨变","10kV","2.76","17.33","轻载",{"v":87.516,"d":"87.52"},"否","中寨村"]
[993,"中寨村油竹坡变","10kV","2.63","14.09","轻载",{"v":140.2128,"d":"140.21"},"否","中寨村"]
[994,"中寨村抄纸房变","10kV","4.33","17.84","轻载",{"v":137.7648,"d":"137.76"},"否","中寨村"]
[995,"中寨村公所变","10kV","5.16","18.77","轻载",{"v":268.8714,"d":"268.87"},"否","中寨村"]
[996,"中寨村上老厂变","10kV","6.24","54.59","轻载",{"v":168.768,"d":"168.77"},"否","中寨村"]
[997,"红木树变","10kV",2.36,29.28,"轻载",72.765,"否","      腊勐村委会"]
[998,"芭蕉洼变","10kV",1.96,46.52,"轻载",34.2855,"否","      新和村委会"]
[999,"腊勐大龙村白坟寨","10kV","11.26","67.89","轻载",199.665,"否","      大龙村委会"]
[1000,"石头山","10kV","5.14","15.01","轻载",85.374,"否","      大龙村委会"]
[1001,"大垭口社区白泥井变","10kV","4.82","40.58","轻载",42.831,"否","     大垭口社区"]
[1002,"松山村旧寨梁子变","10kV","1.78","22.53","轻载",88.398,"否","     松山村委会"]
[1003,"松山村松山小学变","10kV","5.66","49.4","轻载",84.906,"否","     松山村委会"]
[1004,"松山村松山一组变","10kV","6.49","16.95","轻载",168.318,"否","     松山村委会"]
[1005,"沙子坡村白坟寨2号变","10kV","4.01","11.48","轻载",215.9775,"否","    沙子坡村委会"]
[1006,"腊勐镇白泥塘村大田变","10kV","7.05","29.16","轻载",167.31,"否","     白泥塘村委会"]
[1007,"腊勐镇大垭口村小松林变","10kV","4.31","27.32","轻载",68.8968,"否","     大垭口社区"]
[1008,"腊勐镇大垭口村麦地2#变","10kV","5.74","28.76","轻载",67.8672,"否","     大垭口社区"]
[1009,"腊勐镇大垭口村小立色变","10kV","5.17","16.52","轻载",170.694,"否","     大垭口社区"]
[1010,"腊勐镇大垭口村高家梁子变","10kV","6.53","40.39","轻载",42.0615,"否","     大垭口社区"]
[1011,"腊勐镇沙子坡三家村变","10kV","4.66","30.33","轻载",42.903,"否","    沙子坡村委会"]
[1012,"腊勐镇沙子坡村冷水箐变","10kV","2.83","39.29","轻载",26.2359,"否","    沙子坡村委会"]
[1013,"松山村半坡寨变","10kV","2.87","20.93","轻载",43.7085,"否","     松山村委会"]
[1014,"松山村王家寨变","10kV","2.63","10.8","轻载",175.266,"否","     松山村委会"]
[1015,"松山村永兴变","10kV","7.93","29.81","轻载",165.726,"否","     松山村委会"]
[1016,"大龙村大龙变","10kV","6.71","22.6","轻载",209.9025,"否","      大龙村委会"]
[1017,"大龙村新寨子变","10kV","7.14","33.11","轻载",167.148,"否","      大龙村委会"]
[1018,"大龙村岔箐变","10kV","5.22","26.9","轻载",85.302,"否","      大龙村委会"]
[1019,"大龙村下坝田变","10kV","2.9","37.9","轻载",43.695,"否","      大龙村委会"]
[1020,"腊勐镇长箐村里从移民变","10kV","3.74","19.59","轻载",173.268,"否","     长箐村委会"]
[1021,"大龙村小寨2#变","10kV","5.42","17.04","轻载",136.1952,"否","      大龙村委会"]
[1022,"腊勐集镇易地扶贫搬迁变","10kV","4.19","16.19","轻载",215.5725,"否","      腊勐村委会"]
[1023,"白泥塘村龙潭山3#变","10kV","5.5","25.38","轻载",136.08,"否","     白泥塘村委会"]
[1024,"白泥塘村龙潭山2#变","10kV","7.09","24.63","轻载",209.0475,"否","     白泥塘村委会"]
[1025,"旧寨坡2#变","10kV","4.88","31.18","轻载",85.608,"否","     长箐村委会"]
[1026,"大龙三家村变","10kV","4.9","35.32","轻载",25.677,"否","      大龙村委会"]
[1027,"南边寨变","10kV","5.62","21.59","轻载",169.884,"否","      腊勐村委会"]
[1028,"大湾子上社变","10kV","5.82","23.72","轻载",135.6192,"否","      腊勐村委会"]
[1029,"长箐2号变","10kV","3.64","17.77","轻载",273.1806,"否","     长箐村委会"]
[1030,"立坡头1号变","10kV","7.24","25.98","轻载",66.7872,"否","      新和村委会"]
[1031,"格拉寨变","10kV","10.16","42.42","轻载",64.6848,"否","      腊勐村委会"]
[1032,"长岭岗一社变","10kV","2.72","13.68","轻载",140.0832,"否","     长岭岗村委会"]
[1033,"青树变","10kV","6.05","49.85","轻载",42.2775,"否","      腊勐村委会"]
[1034,"中岭岗一社变","10kV","2.9","10.86","轻载",275.2785,"否","  中岭岗村委会"]
[1035,"马鞍山变","10kV","2.62","18.69","轻载",70.1136,"否","  中岭岗村委会"]
[1036,"旧寨坡变","10kV","5.85","28.71","轻载",135.576,"否","     长箐村委会"]
[1037,"龙潭山变","10kV","4.85","25.12","轻载",214.0875,"否","     白泥塘村委会"]
[1038,"旅游小镇变","10kV","12.13","41.07","轻载",249.11145,"否","     大垭口社区"]
[1039,"长河变","10kV","3.84","23.91","轻载",173.088,"否","     长岭岗村委会"]
[1040,"温古变","10kV","15","49.19","轻载",61.2,"否","      腊勐村委会"]
[1041,"小兔田烤房变","10kV","0.41","15.41","轻载",26.8893,"否","      大龙村委会"]
[1042,"小黑树变","10kV","3.55","23.64","轻载",138.888,"否","     松山村委会"]
[1043,"甘长田变","10kV","3.87","45.37","轻载",138.4272,"否","     松山村委会"]
[1044,"梁子田变","10kV","11.73","65.13","轻载",39.7215,"否","     松山村委会"]
[1045,"核桃箐变","10kV","13.55","36.85","轻载",124.488,"否","     大垭口社区"]
[1046,"大水坪变","10kV","13.42","81.24","轻载",77.922,"否","     大垭口社区"]
[1047,"麦地变","10kV","10.38","59.83","轻载",40.329,"否","     大垭口社区"]
[1048,"小水沟变","10kV","4.57","23.19","轻载",107.35875,"否","     大垭口社区"]
[1049,"家松园变","10kV","7.57","27.75","轻载",66.5496,"否","     大垭口社区"]
[1050,"黄家水井变","10kV","5.4","22.28","轻载",268.191,"否","     大垭口社区"]
[1051,"大垭口二号变","10kV","8.76","29.03","轻载",102.645,"否","     大垭口社区"]
[1052,"大垭口一号变","10kV","7.09","23.32","轻载",167.238,"否","     大垭口社区"]
[1053,"马鹿塘变","10kV","4.06","25.27","轻载",86.346,"否","     松山村委会"]
[1054,"三眼井变","10kV","3.53","29.92","轻载",86.823,"否","     松山村委会"]
[1055,"雷家寨变","10kV","4.11","16.38","轻载",172.602,"否","     松山村委会"]
[1056,"何家寨变","10kV","5.25","22.46","轻载",136.44,"否","     松山村委会"]
[1057,"松山村松山变","10kV","3.33","16.07","轻载",174.006,"否","     松山村委会"]
[1058,"横箐变","10kV","4.12","24.02","轻载",86.292,"否","      大龙村委会"]
[1059,"阿石寨变","10kV","4.95","21.69","轻载",213.8625,"否","      大龙村委会"]
[1060,"白花树垭口变","10kV","4.8","29.88","轻载",269.892,"否","      大龙村委会"]
[1061,"大梁子变","10kV","5.73","21.44","轻载",135.7488,"否","      大龙村委会"]
[1062,"大石头变","10kV","10.54","42.37","轻载",128.8224,"否","      大龙村委会"]
[1063,"小寨变","10kV","7.27","24.88","轻载",133.5312,"否","      大龙村委会"]
[1064,"平子地变","10kV","5.69","19.84","轻载",169.758,"否","      大龙村委会"]
[1065,"松林变","10kV","9.88","34.74","轻载",129.7728,"否","      大龙村委会"]
[1066,"白泥塘变","10kV","10.42","30.29","轻载",253.9593,"否","     白泥塘村委会"]
[1067,"长箐小学变","10kV","8.15","33.52","轻载",165.33,"否","     长箐村委会"]
[1068,"马鹿塘变","10kV","4.6","27.44","轻载",85.86,"否","     长箐村委会"]
[1069,"兴龙变","10kV","2.52","23.81","轻载",140.3712,"否","     长箐村委会"]
[1070,"里从变","10kV","1.43","20.57","轻载",221.7825,"否","     长箐村委会"]
[1071,"连厂变","10kV","6.79","29.07","轻载",134.2224,"否","     长箐村委会"]
[1072,"杨柳树变","10kV","2.79","24.83","轻载",218.7225,"否","     长箐村委会"]
[1073,"李家寨变","10kV","4.78","20.75","轻载",269.9487,"否","     长箐村委会"]
[1074,"长箐1号变","10kV","6.86","34.97","轻载",209.565,"否","     长箐村委会"]
[1075,"坍山头变","10kV","3.33","19.75","轻载",87.003,"否","  中岭岗村委会"]
[1076,"白岩山变","10kV","2.9","13.37","轻载",275.2785,"否","  中岭岗村委会"]
[1077,"中领岗变","10kV","5.38","16.15","轻载",268.2477,"否","  中岭岗村委会"]
[1078,"新寨子变","10kV","4.73","25.86","轻载",171.486,"否","     长岭岗村委会"]
[1079,"长岭岗变","10kV","4.71","15.68","轻载",214.4025,"否","     长岭岗村委会"]
[1080,"大洼子变","10kV","10.66","40.58","轻载",80.406,"否","      腊勐村委会"]
[1081,"董别变","10kV","9.22","34.72","轻载",163.404,"否","      腊勐村委会"]
[1082,"车站变","10kV","6.87","22.74","轻载",167.634,"否","      腊勐村委会"]
[1083,"岭岗寨变","10kV","9.28","32.81","轻载",163.296,"否","      腊勐村委会"]
[1084,"五道班变","10kV","2.03","19.18","轻载",44.0865,"否","      腊勐村委会"]
[1085,"尖山变","10kV","5","29.75","轻载",68.4,"否","      腊勐村委会"]
[1086,"下腊勐变","10kV","7.68","28.1","轻载",166.176,"否","      腊勐村委会"]
[1087,"大湾子下社变","10kV","4.03","14.71","轻载",138.1968,"否","      腊勐村委会"]
[1088,"大窝子变","10kV","10.74","38.08","轻载",40.167,"否","    沙子坡村委会"]
[1089,"白坟寨变","10kV","1.76","10.37","轻载",70.7328,"否","    沙子坡村委会"]
[1090,"养庆变","10kV","14.68","59.86","轻载",76.788,"否","    沙子坡村委会"]
[1091,"沙子坡村公所变","10kV","4.07","20.03","轻载",172.674,"否","    沙子坡村委会"]
[1092,"沙子坡变","10kV","12.86","55.57","轻载",78.426,"否","    沙子坡村委会"]
[1093,"里勒变","10kV","6.57","29.62","轻载",264.87405,"否","    沙子坡村委会"]
[1094,"大新寨变","10kV","5.58","21.05","轻载",84.978,"否","      新和村委会"]
[1095,"白追林变","10kV","4.88","17.32","轻载",214.02,"否","      新和村委会"]
[1096,"竹子坡变","10kV","3.83","16.5","轻载",216.3825,"否","      新和村委会"]
[1097,"新和村公所","10kV","7.3","25.4","轻载",166.86,"否","      新和村委会"]
[1098,"立坡头2号变","10kV","4.85","22.45","轻载",137.016,"否","      新和村委会"]
[1099,"董翁变","10kV","5.22","22.05","轻载",213.255,"否","      新和村委会"]
[1100,"大龙村大田头变","10kV","4.91","17.58","轻载",136.9296,"否","      大龙村委会"]
[1101,"新街1号变","10kV","29.66","73.05","轻载",158.265,"否","      腊勐村委会"]
[1102,"老街子","10kV",27.62,77.21,"经济运行",142.8273,"否","腊勐村委会"]
[1103,"岔河","10kV",8.12,42.36,"轻载",65.817,"否","     松山村委会"]
[1104,"新街2号变","10kV",16.32,36.35,"轻载",231.4494,"否","      腊勐村委会"]
[1105,"     松山坪子地变","10kV",1.01,8.31,"轻载",26.9811,"否","     松山村委会"]
[1106,"     新寨子烤房","10kV",0.6,12.11,"轻载",10.8,"否","      大龙村委会"]
[1107,"田坡村龙镇桥变","10kV","4.98","18.02","轻载",{"v":68.4144,"d":"68.41"},"否","田坡村"]
[1108,"宁馨二期变","10kV","5.13","13.92","轻载",{"v":537.9129,"d":"537.91"},"否","勐糯村"]
[1109,"宁馨一区变","10kV","4.62","13.18","轻载",{"v":343.368,"d":"343.37"},"否","勐糯村"]
[1110,"铅锌园三期变","10kV","4.13","13.28","轻载",{"v":345.132,"d":"345.13"},"否","大寨村"]
[1111,"铅锌园二期变","10kV","3","8.07","轻载",{"v":698.4,"d":"698.40"},"否","勐糯村"]
[1112,"田坡村兴田社变","10kV","6.33","23.32","轻载",{"v":168.606,"d":"168.61"},"否","田坡村"]
[1113,"小河村河边2号变","10kV","3.86","14.69","轻载",{"v":138.4416,"d":"138.44"},"否","小河村"]
[1114,"芭蕉沟2号变","10kV","5.97","22.79","轻载",{"v":67.7016,"d":"67.70"},"否","平安村"]
[1115,"勐糯镇大寨村6号箱变","10kV","14.88","28.52","轻载",{"v":306.432,"d":"306.43"},"否","勐糯村"]
[1116,"勐糯镇勐糯村3号箱变","10kV","24.57","44.53","轻载",{"v":271.548,"d":"271.55"},"否","勐糯村"]
[1117,"勐糯镇勐糯村5号箱变","10kV","20.03","45.28","轻载",{"v":287.892,"d":"287.89"},"否","勐糯村"]
[1118,"田坡村小半斤变","10kV","13.67","32.35","轻载",{"v":77.697,"d":"77.70"},"否","田坡村"]
[1119,"大寨海沟边变","10kV","7.54","24.68","轻载",{"v":83.214,"d":"83.21"},"否","大寨村"]
[1120,"田坡村青树寨","10kV","8.59","34.43","轻载",{"v":259.14735,"d":"259.15"},"否","田坡村"]
[1121,"团结一社","10kV","10.47","43.67","轻载",{"v":80.577,"d":"80.58"},"否","勐糯村"]
[1122,"田坡村下蚌东变","10kV","6.97","27.2","轻载",{"v":83.727,"d":"83.73"},"否","田坡村"]
[1123,"田坡村罕乖变","10kV","7.03","22.02","轻载",{"v":133.8768,"d":"133.88"},"否","田坡村"]
[1124,"田坡村上蚌东变","10kV","7.81","33.15","轻载",{"v":82.971,"d":"82.97"},"否","田坡村"]
[1125,"高树山一号变","10kV","4.74","33.75","轻载",{"v":85.734,"d":"85.73"},"否","田坡村"]
[1126,"田坡村勐连坝变","10kV","6.36","23.23","轻载",210.69,"否","田坡村"]
[1127,"田坡村田坡变","10kV","16.56","61.08","轻载",{"v":75.096,"d":"75.10"},"否","田坡村"]
[1128,"田坡村蒋寨变","10kV","7.86","28.87","轻载",{"v":82.926,"d":"82.93"},"否","田坡村"]
[1129,"田坡村创业社变","10kV","11.89","40.03","轻载",{"v":158.598,"d":"158.60"},"否","田坡村"]
[1130,"董家寨变","10kV","6.08","21.64","轻载",{"v":169.056,"d":"169.06"},"否","田坡村"]
[1131,"海头新寨子","10kV","8.73","42.82","轻载",{"v":164.286,"d":"164.29"},"否","海头村"]
[1132,"大田坝大寨子变","10kV","21.7","65.77","轻载",140.94,"否","丛岗村"]
[1133,"丛岗村松坡变","10kV","5.69","26.46","轻载",{"v":135.8064,"d":"135.81"},"否","丛岗村"]
[1134,"丛岗村刺竹洼变","10kV","4.41","89.65","轻载",{"v":43.0155,"d":"43.02"},"否","丛岗村"]
[1135,"丛岗村高家寨变","10kV","2.18","25.89","轻载",{"v":44.019,"d":"44.02"},"否","丛岗村"]
[1136,"丛岗村长岭岗变","10kV","5.88","30.65","轻载",{"v":135.5328,"d":"135.53"},"否","丛岗村"]
[1137,"小河村新寨变","10kV","6.12","61.93","轻载",{"v":135.1872,"d":"135.19"},"否","小河村"]
[1138,"小河村河边1号变","10kV","3.16","28.46","轻载",{"v":139.4496,"d":"139.45"},"否","小河村"]
[1139,"芭蕉沟1号变","10kV","10.25","43.71","轻载",{"v":80.775,"d":"80.78"},"否","平安村"]
[1140,"沟心村下寨变","10kV","2.51","19.35","轻载",{"v":219.3525,"d":"219.35"},"否","沟心村"]
[1141,"沟心村村公所变","10kV","5.42","17.72","轻载",{"v":136.1952,"d":"136.20"},"否","沟心村"]
[1142,"沟心村麻缅变","10kV","2.41","10.69","轻载",{"v":276.66765,"d":"276.67"},"否","沟心村"]
[1143,"沟心村小寨变","10kV","13.65","37.76","轻载",155.43,"否","沟心村"]
[1144,"勐糯村箐口变","10kV","9.78","37.63","轻载",{"v":40.599,"d":"40.60"},"否","勐糯村"]
[1145,"勐糯村红木坪变","10kV","15.12","41.18","轻载",{"v":152.784,"d":"152.78"},"否","勐糯村"]
[1146,"勐糯村红木新民变","10kV","4.31","16.42","轻载",{"v":172.242,"d":"172.24"},"否","勐糯村"]
[1147,"勐糯村新寨变","10kV","14.73","51.79","轻载",{"v":76.743,"d":"76.74"},"否","勐糯村"]
[1148,"勐糯村新华源变","10kV","8.87","29.12","轻载",{"v":205.0425,"d":"205.04"},"否","勐糯村"]
[1149,"勐糯村长虹2#变","10kV","11.09","25.11","轻载",{"v":160.038,"d":"160.04"},"否","勐糯村"]
[1150,"勐糯村长虹1#变","10kV","11.84","62.1","轻载",{"v":249.9336,"d":"249.93"},"否","勐糯村"]
[1151,"勐糯蛮关河变","10kV","9.75","27.87","轻载",162.45,"否","沟心村"]
[1152,"勐糯蛮岗2#变","10kV","13.65","41.6","轻载",155.43,"否","勐糯村"]
[1153,"勐糯唐家田变","10kV","14.99","55.81","轻载",{"v":191.2725,"d":"191.27"},"否","大寨村"]
[1154,"勐糯大洼变","10kV","9.62","30.67","轻载",{"v":256.2273,"d":"256.23"},"否","勐糯村"]
[1155,"勐糯大田坝外伍寨变","10kV","11.69","41.37","轻载",{"v":158.958,"d":"158.96"},"否","丛岗村"]
[1156,"勐糯蛮岗1#变","10kV","15.08","48.23","轻载",{"v":152.856,"d":"152.86"},"否","勐糯村"]
[1157,"意兴园变","10kV","11.83","33.14","轻载",{"v":317.412,"d":"317.41"},"否","勐糯村"]
[1158,"大寨村母猪龙变","10kV","6.24","21.17","轻载",{"v":135.0144,"d":"135.01"},"否","大寨村"]
[1159,"田坡村高树山2#社变","10kV","6.38","24.19","轻载",{"v":105.3225,"d":"105.32"},"否","田坡村"]
[1160,"海头村南门社变","10kV","5.59","16.58","经济运行",{"v":135.9504,"d":"135.95"},"否","海头村"]
[1161,"海头村桃子坪社变","10kV","16.69","53.15","经济运行",{"v":37.4895,"d":"37.49"},"否","海头村"]
[1162,"海头村桃子水社变","10kV","9.33","40.88","经济运行",{"v":40.8015,"d":"40.80"},"否","海头村"]
[1163,"海头村白水井变","10kV","10.04","28.23","轻载",{"v":255.0366,"d":"255.04"},"否","海头村"]
[1164,"海头村海头四五六社变","10kV","9.85","28.26","轻载",162.27,"否","海头村"]
[1165,"海头村海头七社变","10kV","5.72","16.17","经济运行",{"v":267.2838,"d":"267.28"},"否","海头村"]
[1166,"海头村三村移民变","10kV","8.33","37.75","轻载",{"v":165.006,"d":"165.01"},"否","海头村"]
[1167,"海头村海头二社变","10kV","10.83","31.89","轻载",{"v":252.79695,"d":"252.80"},"否","海头村"]
[1168,"海头村海头一社变","10kV","7.47","25.4","轻载",{"v":166.554,"d":"166.55"},"否","海头村"]
[1169,"海头村海头三社变","10kV","12.25","33.97","轻载",{"v":248.77125,"d":"248.77"},"否","海头村"]
[1170,"大寨村三连变","10kV","7.97","28.36","轻载",{"v":165.654,"d":"165.65"},"否","海头村"]
[1171,"大寨村长兴社变","10kV","14.55","41.97","轻载",153.81,"否","大寨村"]
[1172,"大寨村海塘社变","10kV","5.15","21.59","轻载",{"v":85.365,"d":"85.37"},"否","大寨村"]
[1173,"大寨村包包寨变","10kV","10.59","29.69","轻载",{"v":160.938,"d":"160.94"},"否","大寨村"]
[1174,"大寨村大寨2#变","10kV","6.59","20.54","轻载",{"v":168.138,"d":"168.14"},"否","大寨村"]
[1175,"大寨村大寨1#变","10kV","7.74","24.3","轻载",{"v":166.068,"d":"166.07"},"否","大寨村"]
[1176,"大寨村老向田变","10kV","9.99","25.91","轻载",{"v":129.6144,"d":"129.61"},"否","大寨村"]
[1177,"大寨村自家田洼变","10kV","11.28","62.3","轻载",{"v":39.924,"d":"39.92"},"否","大寨村"]
[1178,"勐糯村1号箱变","10kV","31.59","66.09","轻载",{"v":246.276,"d":"246.28"},"否","勐糯村"]
[1179,"勐糯村2号箱变","10kV","35.13","64.33","轻载",{"v":233.532,"d":"233.53"},"否","勐糯村"]
[1180,"田坡村半斤坝街子变","10kV","22.38","59.85","轻载",{"v":139.716,"d":"139.72"},"否","田坡村"]
[1181,"勐糯4号箱变","10kV","30.6","58.2","轻载",249.84,"否","勐糯村"]
[1182,"海头村三村变","10kV","19.87","70.67","轻载",{"v":90.14625,"d":"90.15"},"否","海头村"]
[1183,"茗香园小区A区变","10kV",2.11,7.96,"轻载",{"v":555.0363,"d":"555.04"},"否","平达村"]
[1184,"茗香园小区B区变","10kV",5.02,17.81,"轻载",{"v":538.5366,"d":"538.54"},"否","平达村"]
[1185,"章赛村赧凯3#变","10kV",3.79,15.94,"轻载",{"v":173.178,"d":"173.18"},"否","章赛村"]
[1186,"安庆村小礼山3#变","10kV",3.96,18.26,"轻载",216.09,"否","安庆村"]
[1187,"安庆村小礼山2#变","10kV",3.04,17.55,"轻载",{"v":139.6224,"d":"139.62"},"否","安庆村"]
[1188,"安乐村李家田二号变","10kV",5.65,28.33,"轻载",{"v":84.915,"d":"84.92"},"否","安乐村"]
[1189,"安乐村闫家寨变","10kV",4.05,23.62,"轻载",{"v":69.084,"d":"69.08"},"否","安乐村"]
[1190,"安乐村河边寨一号变","10kV",1.13,9.38,"轻载",{"v":142.3728,"d":"142.37"},"否","安乐村"]
[1191,"安乐村张家寨变","10kV",10.83,67.35,"轻载",{"v":64.2024,"d":"64.20"},"否","安乐村"]
[1192,"黄连河村曹家社变","10kV",2.25,10.93,"轻载",140.76,"否","黄连河村"]
[1193,"黄连河村胡家寨二号变","10kV",4.05,19.27,"轻载",{"v":138.168,"d":"138.17"},"否","黄连河村"]
[1194,"黄连河村段家坝二号变","10kV",6.06,67.23,"轻载",{"v":135.2736,"d":"135.27"},"否","黄连河村"]
[1195,"黄连河村岔河一号变","10kV",8.21,31.41,"轻载",{"v":82.611,"d":"82.61"},"否","黄连河村"]
[1196,"安乐村空竹洼变","10kV",2.04,35.77,"轻载",{"v":88.164,"d":"88.16"},"否","安乐村"]
[1197,"安乐村六根河变","10kV",9.39,32.44,"轻载",{"v":40.7745,"d":"40.77"},"否","安乐村"]
[1198,"安乐村松坡变","10kV",8,33.91,"轻载",{"v":82.8,"d":"82.80"},"否","安乐村"]
[1199,"安庆下蛮坝变","10kV",4.38,16.91,"轻载",{"v":137.6928,"d":"137.69"},"否","安庆村"]
[1200,"安庆上蛮坝变","10kV",2.77,18.86,"轻载",{"v":70.0056,"d":"70.01"},"否","安庆村"]
[1201,"安庆马家寨变","10kV",3.96,24.05,"轻载",{"v":138.2976,"d":"138.30"},"否","安庆村"]
[1202,"小田坝沙田变","10kV",6.2,26.87,"轻载",168.84,"否","小田坝村"]
[1203,"平安村公所变","10kV",5.06,33.77,"轻载",{"v":269.1549,"d":"269.15"},"否","平安村"]
[1204,"橄榄寨村下勐懂三号变","10kV",3.07,15.14,"轻载",{"v":139.5792,"d":"139.58"},"否","橄榄寨村"]
[1205,"橄榄寨村下勐懂二号变","10kV",3.55,14.03,"轻载",173.61,"否","橄榄寨村"]
[1206,"章赛村章赛三号变","10kV",9.26,50.99,"轻载",{"v":81.666,"d":"81.67"},"否","章赛村"]
[1207,"章赛村章赛一号变","10kV",3.8,16.26,"轻载",173.16,"否","章赛村"]
[1208,"橄榄寨村周寨三号变","10kV",3.64,14.4,"轻载",{"v":173.448,"d":"173.45"},"否","橄榄寨村"]
[1209,"橄榄寨村周寨一号变","10kV",10.66,62.05,"轻载",{"v":80.406,"d":"80.41"},"否","橄榄寨村"]
[1210,"小田坝村桂花树二号变","10kV",16.59,55.09,"轻载",{"v":37.5345,"d":"37.53"},"否","小田坝村"]
[1211,"平安社区包包田变","10kV",5.4,18.51,"轻载",{"v":536.382,"d":"536.38"},"否","平安村"]
[1212,"张家寨变","10kV",3.56,17.21,"轻载",{"v":173.592,"d":"173.59"},"否","小田坝村"]
[1213,"螺丝洼变","10kV",6.07,28.88,"轻载",{"v":169.074,"d":"169.07"},"否","小田坝村"]
[1214,"马鹿塘变","10kV",5.66,16.99,"轻载",{"v":84.906,"d":"84.91"},"否","安乐村"]
[1215,"安乐村火草塘变","10kV",5.83,22.5,"轻载",{"v":84.753,"d":"84.75"},"否","安乐村"]
[1216,"安乐村中寨变","10kV",2.83,14.6,"轻载",{"v":87.453,"d":"87.45"},"否","安乐村"]
[1217,"安乐村岔河水库变","10kV",2.02,14.73,"轻载",{"v":88.182,"d":"88.18"},"否","安乐村"]
[1218,"安乐村牛圈山变","10kV",2.83,12.62,"轻载",{"v":87.453,"d":"87.45"},"否","安乐村"]
[1219,"安乐村罗家寨变","10kV",4.8,24.48,"轻载",85.68,"否","安乐村"]
[1220,"安乐村坪子地变","10kV",5.63,25.6,"轻载",{"v":267.53895,"d":"267.54"},"否","安乐村"]
[1221,"安乐村安乐小学变","10kV",5.11,21.13,"轻载",{"v":136.6416,"d":"136.64"},"否","安乐村"]
[1222,"安乐村河边寨二号变","10kV",3.68,24.69,"轻载",{"v":86.688,"d":"86.69"},"否","安乐村"]
[1223,"安乐村蚂蚁堆变","10kV",4.36,18.32,"轻载",{"v":137.7216,"d":"137.72"},"否","安乐村"]
[1224,"安乐村横沟变","10kV",3.87,162.19,"轻载",{"v":43.2585,"d":"43.26"},"否","安乐村"]
[1225,"安乐村麻梨树变","10kV",2.99,11.55,"轻载",{"v":139.6944,"d":"139.69"},"否","安乐村"]
[1226,"安乐村坪山变","10kV",2.24,9.82,"轻载",219.96,"否","安乐村"]
[1227,"安乐村李家田一号变","10kV",6,29.59,"轻载",{"v":84.6,"d":"84.60"},"否","安乐村"]
[1228,"章赛村赧凯2号变","10kV",1.62,7.59,"轻载",{"v":177.084,"d":"177.08"},"否","章赛村"]
[1229,"章赛村赧凯1号变","10kV",5.79,38.15,"轻载",{"v":211.9725,"d":"211.97"},"否","章赛村"]
[1230,"章赛村梨坡变","10kV",5.39,20.41,"轻载",{"v":212.8725,"d":"212.87"},"否","章赛村"]
[1231,"章赛村背阴地变","10kV",3.84,34.86,"轻载",{"v":86.544,"d":"86.54"},"否","章赛村"]
[1232,"章赛村桃寨变","10kV",0.16,4.46,"轻载",{"v":89.856,"d":"89.86"},"否","章赛村"]
[1233,"章赛村扣寨变","10kV",6.13,77.91,"轻载",{"v":84.483,"d":"84.48"},"否","章赛村"]
[1234,"章赛村渣子树变","10kV",6.49,30.23,"轻载",{"v":134.6544,"d":"134.65"},"否","章赛村"]
[1235,"章赛村章赛二号变","10kV",5.29,14.57,"轻载",{"v":268.50285,"d":"268.50"},"否","章赛村"]
[1236,"章赛村小田变","10kV",4.42,22.63,"轻载",{"v":68.8176,"d":"68.82"},"否","章赛村"]
[1237,"橄榄寨村周寨二号变","10kV",5.29,17.55,"轻载",{"v":170.478,"d":"170.48"},"否","橄榄寨村"]
[1238,"橄榄寨村杨柳坝变","10kV",1.24,9.68,"轻载",{"v":88.884,"d":"88.88"},"否","橄榄寨村"]
[1239,"橄榄寨村橄榄寨变","10kV",5.75,17.3,"轻载",{"v":267.19875,"d":"267.20"},"否","橄榄寨村"]
[1240,"安庆村蚌勒变","10kV",8.03,31.03,"轻载",{"v":132.4368,"d":"132.44"},"否","安庆村"]
[1241,"安庆村下六根变","10kV",5.6,26.19,"轻载",{"v":135.936,"d":"135.94"},"否","安庆村"]
[1242,"安庆村六根哑口变","10kV",3.01,32.98,"轻载",{"v":43.6455,"d":"43.65"},"否","安庆村"]
[1243,"安庆村南林山变","10kV",3.81,30.37,"轻载",{"v":69.2568,"d":"69.26"},"否","安庆村"]
[1244,"安庆村上六根变","10kV",5.53,29.33,"轻载",{"v":85.023,"d":"85.02"},"否","安庆村"]
[1245,"安庆村大蛇腰变","10kV",5.64,67.3,"轻载",{"v":42.462,"d":"42.46"},"否","安庆村"]
[1246,"安庆村团坡变","10kV",5.97,17.15,"轻载",{"v":135.4032,"d":"135.40"},"否","安庆村"]
[1247,"安庆村安庆变","10kV",3.7,23.09,"轻载",{"v":273.0105,"d":"273.01"},"否","安庆村"]
[1248,"安庆村坪子田变","10kV",2.69,15.71,"轻载",{"v":175.158,"d":"175.16"},"否","安庆村"]
[1249,"安庆村小礼山1#变","10kV",7.92,30.6,"轻载",{"v":132.5952,"d":"132.60"},"否","安庆村"]
[1250,"橄榄寨村下勐董一号变","10kV",2.98,11.39,"轻载",{"v":174.636,"d":"174.64"},"否","橄榄寨村"]
[1251,"橄榄寨村洪家寨2号变","10kV",3.71,15.27,"轻载",{"v":86.661,"d":"86.66"},"否","橄榄寨村"]
[1252,"橄榄寨村洪家寨1号变","10kV",1.63,23.84,"轻载",{"v":70.8264,"d":"70.83"},"否","橄榄寨村"]
[1253,"平安村扁梨寨变","10kV",6.17,17.54,"轻载",{"v":266.00805,"d":"266.01"},"否","平安村"]
[1254,"平安村竹寨变","10kV",8.26,26.78,"轻载",{"v":165.132,"d":"165.13"},"否","平安村"]
[1255,"平安村金竹园变","10kV",6.81,29.32,"轻载",{"v":167.742,"d":"167.74"},"否","平安村"]
[1256,"平安村寺岭岗变","10kV",4,21.48,"轻载",{"v":86.4,"d":"86.40"},"否","平安村"]
[1257,"平安村寨子头变","10kV",10.37,37.86,"轻载",{"v":161.334,"d":"161.33"},"否","平安村"]
[1258,"平安村小新寨变","10kV",12.09,42.41,"轻载",{"v":158.238,"d":"158.24"},"否","平安村"]
[1259,"平安村大秧田变","10kV",12.22,39.27,"轻载",{"v":126.4032,"d":"126.40"},"否","平安村"]
[1260,"平安村大新寨变","10kV",15.79,50.4,"轻载",{"v":151.578,"d":"151.58"},"否","平安村"]
[1261,"平安村等打磨变","10kV",5.53,149.79,"轻载",{"v":25.5069,"d":"25.51"},"否","平安村"]
[1262,"平安村寺坡变","10kV",8.61,32.5,"轻载",{"v":164.502,"d":"164.50"},"否","平安村"]
[1263,"平安村寺坡岔路变","10kV",0.01,0.01,"轻载",{"v":26.9973,"d":"27.00"},"否","平安村"]
[1264,"平安村杨卜寨变","10kV",9.07,39.58,"轻载",{"v":257.78655,"d":"257.79"},"否","平安村"]
[1265,"平安村郭家寨变","10kV",9.26,34.79,"轻载",{"v":163.332,"d":"163.33"},"否","平安村"]
[1266,"平安村匡家寨变","10kV",9.66,25.57,"轻载",{"v":256.1139,"d":"256.11"},"否","平安村"]
[1267,"平安村三岔路变","10kV",11.63,83.66,"轻载",{"v":159.066,"d":"159.07"},"否","平安村"]
[1268,"平安村界排变","10kV",8.95,74.71,"轻载",163.89,"否","平安村"]
[1269,"平安村张家坡变","10kV",5.18,22.77,"轻载",{"v":85.338,"d":"85.34"},"否","平安村"]
[1270,"平达村小把一寨变","10kV",6.46,24.37,"轻载",{"v":168.372,"d":"168.37"},"否","平达村"]
[1271,"平达村大把一寨烤房变","10kV",0.25,30.34,"轻载",{"v":26.9325,"d":"26.93"},"否","平达村"]
[1272,"平达村烟站2号变","10kV",15.46,43.01,"轻载",{"v":239.6709,"d":"239.67"},"否","平达村"]
[1273,"平达村烟站1号变","10kV",15.22,68.53,"轻载",{"v":305.208,"d":"305.21"},"否","平达村"]
[1274,"黄连河村石洞河变","10kV",5.03,17.37,"轻载",{"v":170.946,"d":"170.95"},"否","黄连河村"]
[1275,"黄连河村一把伞变","10kV",7.85,22.63,"轻载",{"v":82.935,"d":"82.94"},"否","黄连河村"]
[1276,"黄连河村坝尾变","10kV",2.39,28.36,"轻载",{"v":26.3547,"d":"26.35"},"否","黄连河村"]
[1277,"黄连河村黄连河变","10kV",6.87,19.44,"轻载",{"v":167.634,"d":"167.63"},"否","黄连河村"]
[1278,"黄连河村岔河二号变","10kV",2.2,14.57,"轻载",{"v":70.416,"d":"70.42"},"否","黄连河村"]
[1279,"黄连河村周家社变","10kV",3.22,19.28,"轻载",{"v":69.6816,"d":"69.68"},"否","黄连河村"]
[1280,"黄连河村段家坝一号变","10kV",5.12,17.58,"轻载",{"v":268.9848,"d":"268.98"},"否","黄连河村"]
[1281,"黄连河村河头寨变","10kV",5.95,24.03,"轻载",{"v":84.645,"d":"84.65"},"否","黄连河村"]
[1282,"黄连河村胡家寨一号变","10kV",6,52.14,"轻载",{"v":84.6,"d":"84.60"},"否","黄连河村"]
[1283,"河尾村厥叶坡河变","10kV",5.53,24,"轻载",{"v":68.0184,"d":"68.02"},"否","河尾村"]
[1284,"河尾村大沙寨2号变","10kV",9.73,29.46,"轻载",{"v":203.1075,"d":"203.11"},"否","河尾村"]
[1285,"河尾村大沙寨1号变","10kV",8.67,33.5,"轻载",{"v":82.197,"d":"82.20"},"否","河尾村"]
[1286,"河尾村中麦寨变","10kV",10.23,48.33,"轻载",{"v":80.793,"d":"80.79"},"否","河尾村"]
[1287,"河尾村唐家坟变","10kV",1.11,13.17,"轻载",{"v":26.7003,"d":"26.70"},"否","河尾村"]
[1288,"河尾村大麦寨2号变","10kV",9.47,42.24,"轻载",{"v":256.65255,"d":"256.65"},"否","河尾村"]
[1289,"河尾村大麦寨1号变","10kV",8.56,30.5,"轻载",{"v":259.2324,"d":"259.23"},"否","河尾村"]
[1290,"河尾村周家寨2号变","10kV",10.97,30.91,"轻载",{"v":160.254,"d":"160.25"},"否","河尾村"]
[1291,"河尾村周家寨1号变","10kV",8.68,36.49,"轻载",{"v":164.376,"d":"164.38"},"否","河尾村"]
[1292,"河尾村小麦寨变","10kV",10.69,42.99,"轻载",{"v":40.1895,"d":"40.19"},"否","河尾村"]
[1293,"河尾村下麦寨变","10kV",13.15,40.85,"轻载",156.33,"否","河尾村"]
[1294,"小田坝村桂花树一号变","10kV",4.93,16.33,"轻载",{"v":106.95375,"d":"106.95"},"否","小田坝村"]
[1295,"小田坝村安洞变","10kV",3.9,11.29,"轻载",{"v":138.384,"d":"138.38"},"否","小田坝村"]
[1296,"小田坝村新寨变","10kV",2.06,7.82,"轻载",{"v":277.6599,"d":"277.66"},"否","小田坝村"]
[1297,"小田坝村河外变","10kV",4.84,18.73,"轻载",{"v":107.055,"d":"107.06"},"否","小田坝村"]
[1298,"小田坝村河外烤房变","10kV",0.57,18.49,"轻载",{"v":26.8461,"d":"26.85"},"否","小田坝村"]
[1299,"小田坝村核桃田变","10kV",4.48,19.02,"轻载",{"v":171.936,"d":"171.94"},"否","小田坝村"]
[1300,"小田坝村坝头变","10kV",3.56,22.79,"轻载",{"v":273.4074,"d":"273.41"},"否","小田坝村"]
[1301,"小田坝村杨家寨变","10kV",6.81,26.08,"轻载",{"v":167.742,"d":"167.74"},"否","小田坝村"]
[1302,"河尾村峨练变","10kV",7.48,28.39,"轻载",{"v":83.268,"d":"83.27"},"否","河尾村"]
[1303,"河尾村峨练烤房变","10kV",7.48,10.59,"轻载",{"v":41.634,"d":"41.63"},"否","河尾村"]
[1304,"河尾村新中寨变","10kV",7.69,25.25,"轻载",{"v":166.158,"d":"166.16"},"否","河尾村"]
[1305,"河尾村乐平寨变","10kV",9.55,36.68,"轻载",{"v":203.5125,"d":"203.51"},"否","河尾村"]
[1306,"河尾村河尾2号变","10kV",9.82,39.21,"轻载",{"v":162.324,"d":"162.32"},"否","河尾村"]
[1307,"河尾村河尾1号变","10kV",10.98,46.11,"轻载",{"v":80.118,"d":"80.12"},"否","河尾村"]
[1308,"河尾村蛮引变","10kV",3.8,30.11,"轻载",{"v":25.974,"d":"25.97"},"否","河尾村"]
[1309,"平达村大寨2号变","10kV",7.4,21.53,"轻载",{"v":262.521,"d":"262.52"},"否","平达村"]
[1310,"平达村大寨1号变","10kV",11.25,34.93,"轻载",{"v":251.60625,"d":"251.61"},"否","平达村"]
[1311,"平达村大花桥变","10kV",5.89,31.48,"轻载",{"v":67.7592,"d":"67.76"},"否","平达村"]
[1312,"平达村陈回寨烤房变","10kV",2.61,16.85,"轻载",{"v":26.2953,"d":"26.30"},"否","平达村"]
[1313,"平达村兽医站2号变","10kV",11.94,34.81,"轻载",{"v":249.6501,"d":"249.65"},"否","平达村"]
[1314,"平达村新街4号变","10kV",19.29,47.43,"轻载",{"v":228.81285,"d":"228.81"},"否","平达村"]
[1315,"平达村新街3号变","10kV",12.56,39.8,"轻载",{"v":247.8924,"d":"247.89"},"否","平达村"]
[1316,"平达村新街2号变","10kV",10.07,33.32,"轻载",{"v":254.95155,"d":"254.95"},"否","平达村"]
[1317,"河尾大沙寨烤房变","10kV",0.61,18.55,"轻载",{"v":71.5608,"d":"71.56"},"否","河尾村"]
[1318,"河尾下麦寨烤房变","10kV",1.98,27.53,"轻载",{"v":26.4654,"d":"26.47"},"否","河尾村"]
[1319,"河尾小麦寨烤房变","10kV",2.09,44.57,"轻载",{"v":70.4952,"d":"70.50"},"否","河尾村"]
[1320,"黄连河村段家坝烤房变","10kV",null,null," 停用","停用","否","黄连河村（停）"]
[1321,"平达村兽医站1号变","10kV",26.44,59.7,"轻载",165.51,"否","平达村"]
[1322,"平达村新街1号变","10kV",22.62,48.4,"轻载",219.3723,"否","平达村"]
[1323,"傈僳坟变","10kV",0.14,0.72,"轻载",26.9622,"否","鱼塘垭口村"]
[1324,"郑家寨变","10kV",0.9,4.18,"轻载",89.19,"否","鱼塘垭口村"]
[1325,"新寨变","10kV",6.2,20.15,"轻载",84.42,"否","鱼塘垭口村"]
[1326,"小寨变","10kV",5.47,29.16,"轻载",170.154,"否","鱼塘垭口村"]
[1327,"渔塘垭口变","10kV",8.46,30.55,"轻载",259.5159,"否","鱼塘垭口村"]
[1328,"老场变","10kV",8.54,59.7,"轻载",131.7024,"否","鱼塘垭口村"]
[1329,"鱼塘垭口移民1号变","10kV",9.38,29.76,"轻载",256.9077,"否","鱼塘垭口村"]
[1330,"鱼塘垭口移民2号变","10kV",6.98,26.98,"轻载",263.7117,"否","鱼塘垭口村"]
[1331,"木城街1号箱变","10kV",20.8,49.73,"轻载",285.12,"否","木城村"]
[1332,"木城街2号箱变","10kV",2.69,7.53,"轻载",350.316,"否","木城村"]
[1333,"木城街2号变","10kV",7.21,22.57,"轻载",263.05965,"否","木城村"]
[1334,"等散变","10kV",7.32,39.94,"轻载",83.412,"否","木城村"]
[1335,"等养变","10kV",12.72,36.97,"轻载",247.4388,"否","木城村"]
[1336,"下绿水变","10kV",11.68,26.93,"轻载",250.3872,"否","木城村"]
[1337,"刷布场变","10kV",3.15,14.36,"轻载",139.464,"否","木城村"]
[1338,"下花椒","10kV",5.09,27.43,"轻载",85.419,"否","花椒村"]
[1339,"糖厂变","10kV",10.3,33.94,"轻载",161.46,"否","老满坡村"]
[1340,"老满坡村移民2号变","10kV",5.76,28.1,"轻载",169.632,"否","老满坡村"]
[1341,"四楞变","10kV",6.5,28.06,"轻载",210.375,"否","老满坡村"]
[1342,"茶厂变","10kV",4.39,18.99,"轻载",172.098,"否","花椒村"]
[1343,"花椒变","10kV",6.56,17.79,"轻载",264.9024,"否","花椒村"]
[1344,"公养山变","10kV",6.05,31.4,"轻载",84.555,"否","花椒村"]
[1345,"三合社变","10kV",3.73,18.43,"轻载",216.6075,"否","花椒村"]
[1346,"坪子寨变","10kV",2.81,16.79,"轻载",174.942,"否","花椒村"]
[1347,"新坪变","10kV",7.1,29.7,"轻载",83.61,"否","花椒村"]
[1348,"小黑箐变","10kV",3.95,18.04,"轻载",138.312,"否","花椒村"]
[1349,"锅底塘变","10kV",2.91,19.2,"轻载",139.8096,"否","老满坡村"]
[1350,"蛮旦变","10kV",5.77,24.07,"轻载",267.14205,"否","老满坡村"]
[1351,"小新寨变","10kV",1.97,11.69,"轻载",88.227,"否","乌木寨村"]
[1352,"橄榄寨变","10kV",3.93,25,"轻载",272.35845,"否","乌木寨村"]
[1353,"乌木寨变","10kV",9.15,33.66,"轻载",257.55975,"否","乌木寨村"]
[1354,"大坪子变","10kV",2.12,10.39,"轻载",176.184,"否","乌木寨村"]
[1355,"桦桃林变","10kV",10.12,23.11,"轻载",254.8098,"否","乌木寨村"]
[1356,"棠梨坪变","10kV",3,12.65,"轻载",218.25,"否","乌木寨村"]
[1357,"芭蕉林变","10kV",2.59,14.1,"轻载",140.2704,"否","乌木寨村"]
[1358,"里格楞变","10kV",5.46,20.46,"轻载",212.715,"否","乌木寨村"]
[1359,"大青树变","10kV",3.95,17.57,"轻载",272.30175,"否","乌木寨村"]
[1360,"常兴寨变","10kV",7.9,38.1,"轻载",41.445,"否","乌木寨村"]
[1361,"光坡变","10kV",6.01,25.42,"轻载",266.46165,"否","乌木寨村"]
[1362,"垭口寨变","10kV",6.88,32.19,"轻载",83.808,"否","乌木寨村"]
[1363,"三家村移民搬迁点变","10kV",3.21,12.43,"轻载",139.38,"否","龙陵县碧寨乡三家村"]
[1364,"坡头搬迁点3号变","10kV",3.51,24.56,"轻载",273.55,"否","龙陵县碧寨乡坡头村"]
[1365,"硝塘变","10kV","2.23","14.92","轻载",87.993,"否","龙陵县碧寨乡坡头村"]
[1366,"坡头搬迁点2号变","10kV","9.64","39.63","轻载",203.31,"否","龙陵县碧寨乡坡头村"]
[1367,"坡头村朝阳变","10kV","13.02","70.13","轻载",39.141,"否","龙陵县碧寨乡坡头村"]
[1368,"半坡村茨菇塘变","10kV","3.08","21.06","轻载",43.614,"否","龙陵县碧寨乡半坡村"]
[1369,"天宁村和尚水2号变","10kV","3.26","11.41","轻载",174.132,"否","龙陵县碧寨乡天宁村"]
[1370,"半坡村核桃树变","10kV","3.66","24.94","轻载",86.706,"否","龙陵县碧寨乡半坡村"]
[1371,"金泉变","10kV","3.29","15.35","轻载",139.2624,"否","龙陵县碧寨乡天宁村"]
[1372,"松坡变","10kV","0.97","10.63","轻载",44.5635,"否","龙陵县碧寨乡天宁村"]
[1373,"田头变","10kV","3.98","16.22","轻载",86.418,"否","龙陵县碧寨乡天宁村"]
[1374,"小中寨变","10kV","1.79","11.17","轻载",88.389,"否","龙陵县碧寨乡天宁村"]
[1375,"麻场变","10kV","2.58","16.34","轻载",87.678,"否","龙陵县碧寨乡天宁村"]
[1376,"大滚塘变","10kV","2.82","18.11","轻载",87.462,"否","龙陵县碧寨乡天宁村"]
[1377,"中坡变","10kV","1.95","26.24","轻载",88.245,"否","龙陵县碧寨乡坡头村"]
[1378,"寸家寨变","10kV","4.51","78.32","轻载",137.5056,"否","龙陵县碧寨乡三家村"]
[1379,"刺竹林变","10kV","2.66","9.71","轻载",87.606,"否","龙陵县碧寨乡三家村"]
[1380,"大园子变","10kV","4.34","23.76","轻载",137.7504,"否","龙陵县碧寨乡三家村"]
[1381,"三江口搬迁点变","10kV","0.9","27.25","轻载",89.19,"否","龙陵县碧寨乡新林村"]
[1382,"岩子头变","10kV","2.97","14.22","轻载",139.7232,"否","龙陵县碧寨乡天宁村"]
[1383,"榨地上社变","10kV","1.77","50.76","轻载",88.407,"否","龙陵县碧寨乡三家村"]
[1384,"大寨变","10kV","3.79","18.07","轻载",69.2712,"否","龙陵县碧寨乡三家村"]
[1385,"麻家寨变","10kV","3.91","17.33","轻载",86.481,"否","龙陵县碧寨乡半坡村"]
[1386,"唐家窑变","10kV","1.65","14.31","轻载",88.515,"否","龙陵县碧寨乡天宁村"]
[1387,"坡头搬迁点1号变","10kV","6.45","21.36","轻载",210.4875,"否","龙陵县碧寨乡坡头村"]
[1388,"段家寨变","10kV","3.32","14.15","轻载",87.012,"否","龙陵县碧寨乡坡头村"]
[1389,"三江口大坪子变","10kV","14.43","70.76","轻载",154.026,"否","龙陵县勐糯镇丛岗村"]
[1390,"银水田变","10kV","5.33","23.52","轻载",136.3248,"否","龙陵县碧寨乡新林村"]
[1391,"大窝子变1","10kV","2.13","15.75","轻载",26.4249,"否","龙陵县碧寨乡新林村"]
[1392,"新林变","10kV","1.22","10.1","轻载",44.451,"否","龙陵县碧寨乡新林村"]
[1393,"大石包变","10kV","2.91","13.43","轻载",174.762,"否","龙陵县碧寨乡三家村"]
[1394,"新火山变","10kV","0.39","13.26","轻载",26.8947,"否","龙陵县碧寨乡三家村"]
[1395,"蕨叶坡变","10kV","2.91","18.54","轻载",87.381,"否","龙陵县碧寨乡三家村"]
[1396,"雪山变","10kV","1.08","11.8","轻载",89.028,"否","龙陵县碧寨乡三家村"]
[1397,"榨地变","10kV","1.82","14.8","轻载",88.362,"否","龙陵县碧寨乡三家村"]
[1398,"澡塘变","10kV","1.84","13.64","轻载",88.344,"否","龙陵县碧寨乡三家村"]
[1399,"三家村变","10kV","6.57","23.81","轻载",210.2175,"否","龙陵县碧寨乡三家村"]
[1400,"杨家寨变","10kV","2.21","14.02","轻载",176.022,"否","龙陵县碧寨乡坡头村"]
[1401,"饶家田变","10kV","9.35","69.43","轻载",24.4755,"否","龙陵县碧寨乡坡头村"]
[1402,"茶山变","10kV","15.2","45.08","轻载",76.32,"否","龙陵县碧寨乡坡头村"]
[1403,"坡头变","10kV","5.09","22.97","轻载",170.838,"否","龙陵县碧寨乡坡头村"]
[1404,"桃子寨变","10kV","3.76","13.76","轻载",138.5856,"否","龙陵县碧寨乡半坡村"]
[1405,"范家寨变","10kV","3.06","17.57","轻载",139.5936,"否","龙陵县碧寨乡半坡村"]
[1406,"水田变","10kV","2.51","12.99","轻载",140.3856,"否","龙陵县碧寨乡半坡村"]
[1407,"半坡变","10kV","2.18","8.53","轻载",176.076,"否","龙陵县碧寨乡半坡村"]
[1408,"垭口变","10kV","5.03","21.51","轻载",85.473,"否","龙陵县碧寨乡天宁村"]
[1409,"红木寨变","10kV","3.54","25.48","轻载",138.9024,"否","龙陵县碧寨乡天宁村"]
[1410,"毛草山变","10kV","1.76","9.27","轻载",141.4656,"否","龙陵县碧寨乡天宁村"]
[1411,"天宁变","10kV","9.68","27.91","轻载",256.0572,"否","龙陵县碧寨乡天宁村"]
[1412,"和尚水1号变","10kV","4.64","18.18","轻载",171.648,"否","龙陵县碧寨乡天宁村"]
[1413,"碧新林村核桃水变","10kV","0.95","19.22","轻载",26.7435,"否","龙陵县碧寨乡新林村"]
[1414,"麦地娃变变","10kV","3.15","18.91","轻载",87.165,"否","龙陵县碧寨乡天宁村"]
[1415,"坡头村弯山变","10kV","0.17","41.99","轻载",26.9541,"否","龙陵县碧寨乡坡头村"]
[1416,"新林村白水变","10kV","3.42","31.71","轻载",26.0766,"否","龙陵县碧寨乡新林村"]
[1417,"坪子寨变","10kV","26.97","159.45","轻载",65.727,"否","龙陵县碧寨乡坡头村"]
[1418,"大歇场变","10kV","26.2","156.97","轻载",106.272,"否","龙陵县碧寨乡半坡村"]
[1419,"三江口街子变","10kV",11.87,28.64,"轻载",79.317,"否","龙陵县碧寨乡新林村"]

{"sheet":"Sheet2","index":1,"n_rows":0,"n_cols":0,"rows_kept":0}

{"sheet":"Sheet3","index":2,"n_rows":0,"n_cols":0,"rows_kept":0}